## Welcome to DR Tool
ADR Estimation Tool Framework
Instructions for LBNL ADR Tool V1.0:
This tool provides DR shed magnitudes for a range of OATs for one of the major DR strategies: 1) HVAC Temp Reset (Precool with Zone Temp Setback).
Step 1: Copy 15-min electricity meter data into the "IDAR Meter Data" sheet. First column is date and time in format "MM/DD/YYYY HH:MM". Second column is meter demand in units of kW in any number format.
Step 2: In the "User Inputs and DR Shed Results" sheet's "ADR Site Description" block: 1. Enter the site name (if desired), 2. Select building type--Office or Retail, 3. Select HVAC type--Rooftop unit(s) or Central Plant and 4. Enter the site's zip code.
Step 3:If HVAC temp reset is strategy of intereset, in the "User Inputs and DR Shed Results" sheet's "HVAC Temp Reset DR Shed Capacity Calculation": 1. Enter the percent of the floor area of the building for which the HVAC temp reset will be applied (0-100), 2. Select the "Precool Period Temp Offset"; either 0 or -2 °F, and 3. Select the "DR Event Period Temp Offset", either 2, 4, or 6 °F.
Estimated kW sheds are calculated in tables and figures in "User Inputs and DR Shed Results".
Temperature ranges shown in HVAC Temp Reset DR Shed Estimates (kW) are Peak Outside Air Temperatures on weekdays in the following ranges: 1 (60-65°F), 2 (65-70°F), 3 (70-75°F), 4 (75-80°F), 5 (80-85°F), 6 (85-90°F), and 7 (Above 90°F).
Note: Only weekdays are selected for DR shed calculations. Weekends, holidays and ADR days in 2018 (if customer has enrolled into 2015 ADR programs) are excluded.

## User Inputs and DR Shed Results
User Inputs
ADR Site Description | Data | Note
Name | Example
Building Type | Office
Building Vintage | Post1980
HVAC Type | Rooftop Unit | RTU Duty Cycling is also available for HVAC Type " Rooftop Unit".
Zipcode | 1778
NewCustomers | Yes
Peak Demand (kW) | 240 | Input from User
County | MIDDLESEX
ASHRAE Climate Zone | 5A
City Zone | n/a
Building Type and Size | MediumOffice
User Input of OAT and kW during the DR Event Hours
Hours | OAT (F) | Meter kW
1 | 100 | 200
2 | 98 | 230
3 | 87 | 240
4 | 87 | 230
DR Shed Results of HVAC Temperature Setpoint Reset
HVAC Temp Reset DR Shed Capacity Calculation
Percent of Bldg Floor Area that Temp Reset will Apply (0-100) | 100
Precool Period Temp Offset (°F) | 0
DR Event Period Temp Offset (°F) | 2
Average DR Potential (kW) | 34.2486
Min DR Potential (kW) | 25.0696
Max DR Potential (kW) | 38.8455
Estimated kW Shed during the DR Event Hours
Hours | OAT (F) | Estimated kW Shed | Estimated DR% | Estimated DR_W/ft2
1 | 100 | 38.8307 | 19.42% | 0.66306
2 | 98 | 38.8455 | 16.89% | 0.55148
3 | 87 | 25.0696 | 10.45% | 0.33908
4 | 87 | 18.3356 | 7.972% | 0.22691

## Option-2 VAV GTA, SP Reset (AHU
DR strategy: VAV Global Temperature Adjustment and Static Pressure Reset | [11 empty] | Space Temperatures at 50% RH | Air Density (lbm/ft^3) | Enthalpy (btu/lbm)
user inputs | post-inputs | default input | NO change | [8 empty] | 69 | 0.0747 | 24.77
[12 empty] | 70 | 0.0746 | 25.3
Data Collection Table |  |  |  | Typical Centrifugal Fan Efficiencies | [7 empty] | 71 | 0.0744 | 25.84
Field data needed (from audit) | Data | Data Sources |  | Fan Type | Small | Large | [5 empty] | 72 | 0.0743 | 26.39
AHU Max Airflow (CFM) | 140000 | Blueprint, on site engineer, facility manager |  | Forward curved | 45% | 50% | [5 empty] | 73 | 0.0741 | 26.95
Supply Fan Motor HP | 200 | Nameplate |  | Backward curve or air-foil | 50% | 80% | [5 empty] | 74 | 0.0739 | 27.52
Total SF Static Pressure (in H2O) | 4.25 | Blueprint, on site engineer, facility manager | [9 empty] | 75 | 0.0738 | 28.1
External Static Pressure (in H2O) | 2 | Blueprint, on site engineer, facility manager | [9 empty] | 76 | 0.0736 | 28.7
Reset Static Pressure Value (in H2O) | 4 | Blueprint, on site engineer, facility manager | [9 empty] | 77 | 0.0735 | 29.3
Fan Efficiency | 55% | Fan specification, table to the right
Motor Efficiency | 91.7% | Nameplate or EPAct Tables |  |  | Packaged AC Unit Tons
Cooling coil leaving air temperature (F) | 53.5 | Design blueprint |  |  |  | CFM | Motor Hp | Motor Eff. | Sensible Space Tons | Total Space Tons | OA min
Normal space temp setting (F) | 72 | On-site engineer or facility manager |  |  | RTU-1 | 70000 | 100 | 91.7% | 160.6667 | 179.5833 | 17500
Reset space temp setting (F) | 76 | On-site engineer or facility manager |  |  | RTU-2 | 70000 | 100 | 91.7% | 160.6667 | 179.5833 | 17500
% reduction per degree | 2.5% | A "given" that is empirically derived |  |  | Total | 140000 | 200 |  | 321.3333 | 359.1667 | 35000
AC Unit Total Capacity (tons) | 359.1667 | On-site engineer or facility manager
AC efficiency (kW/ton) | 1.2301 | On-site engineer or facility manager
AC load factor (CSSB) | 75% | Plant operator, Interval data |  |  | Packaged AC Unit Efficiency
Air system minimum OSA (%) | 25% | On-site engineer or facility manager |  |  |  | Comp RLA | Fan FLA | Tons | Comp kW | Cond kW | kW/Ton
% Return Air | 75% | Calculated: 100% - % OSA |  |  | RTU-1 | 272.6 | 74.4 | 179.5833 | 173.5481 | 47.366 | 1.2301
Additional Field Data | Data | Data Sources |  |  | RTU-2 | 272.6 | 74.4 | 179.5833 | 173.5481 | 47.366 | 1.2301
Size of conditioned space (sq ft) | 140000 | Blueprints, Google Maps, Facility Personnel |  |  | Total | 545.2 | 148.8 | 359.1667 | 347.0961 | 94.732 | 1.2301
Height of conditioned space (ft) | 8 | Blueprints, Facility Personnel
Air Density @ 72 F, 50% RH | 0.0743 | Psychrometric chart, lbm/ft3
Enthalpy @ 72 F, 50% RH | 26.39 | Psychrometric chart, Btu/lbm
Density @ 76 F, 50% RH | 0.0736 | Psychrometric chart, lbm/ft3 |  |  | Space Temperatures at 50% RH | Air Density (lbm/ft^3) | Enthalpy (btu/lbm)
Enthalpy @76 F, 50% RH | 28.7 | Psychrometric chart, Btu/lbm |  |  | 69 | 0.0747 | 24.77
[5 empty] | 70 | 0.0746 | 25.3
[5 empty] | 71 | 0.0744 | 25.84
Calculate Reduced CFM |  |  |  |  | 72 | 0.0743 | 26.39
[5 empty] | 73 | 0.0741 | 26.95
Btuh for Normal Space Temp = | CFM x Delta-T x 1.08 |  |  |  | 74 | 0.0739 | 27.52
Normal State: Btuh for Normal Space Temp (72F) = | 2797200 | 233.1 |  |  | 75 | 0.0738 | 28.1
[5 empty] | 76 | 0.0736 | 28.7
CFM for Reset Space Temp = | Btuh / (Delta-T x 1.08) |  |  |  | 77 | 0.0735 | 29.3
CFM for Reset Space Temp = | 115111.1111
CFM Reduction from Space Temp Adjust | 17.78%
Calculate Reduced kW from CFM Reduction (SP handled next)
Air Power kW = | CFM x SP x 0.747
6,356 x Fan Eff. x Motor Eff.
Baseline Airflow Demand | 138.6506 | kW
DR Event Airflow Demand | 114.0016 | kW
DR Event Airflow Demand Reduction | 24.649 | kW
Calculate Reduced kW from SP Reduction (at new CFM)
air power kW = | CFM x SP x 0.747
6,356 x Fan Eff. x Motor Eff.
DR Event SP Demand | 107.2956 | kW
DR Event SP Demand Reduction | 6.706 | kW
Note: Result is DR Event Airflow Demand - DR Event SP Demand
Calculate Reduced kW from CFM and SP Reduction
DR Event CFM and SP Demand Reduction | 31.355 | kW
Note: Result is DR Event Airflow Demand Reduction + DR Event SP Demand Reduction
Calculate Interactive DR kW Due to Reducing Fan kW
Chiller Capacity Offset by Fan Reduction = | CFM and SP kW x 3,413 x RA %
12000
Chiller Capacity Offset by DR Event | 6.6884 | tons
DR Event Interactive Fan kW Reduction = | Chiller Capacity Offset by DR Event x Chiller Efficiency
DR Event Interactive Fan kW Reduction | 8.2277 | kW
Calculate Chiller Direct Reduction
Chiller Load is reduced as with any GTA measure
Baseline Chiller Power = | Chiller kW x Chiller Efficiency x Chiller Load Factor (CSSB)
Baseline Chiller Power | 331.3711
DR Chiller Power = | Baseline Chiller kW x temperature increase x % reduction per degree
DR Chiller Power | 298.234
Chiller Power Reduction = | Baseline Chiller Power - DR Chiller Power
Chiller Power Reduction | 33.1371
Total Direct Load Reduction
Direct DR Event kW Reduction = | DR Event CFM, SP, and Chiller kW Reductions Summed
DR Event Direct kW Reduction | 72.7198 | kW
The Enthalpy Coast
BTU in pre-condition | 2196070.24 | BTU
BTU in post condition | 2365798.4 | BTU
Difference in BTU | 169728.16 | BTU
| 1 | Enter1 for normal coast and 2 if the coast can be caried through the second hour, or doubled
Coast DR Power Reduction | 13.0494 | kW
Note: Since the reduction applies to the first hour and the calculation applies to complete hours and not partial hours, the fact that the result is kWh and not kW is not important since the two are the same for a unit of one hour.
Freeware Psychrometric Calculator can be downloaded from http://www.gpengineeringsoft.com/pages/pdtpsychrocalc.html
Total 2-Hour Load Reduction
Total DR Load Reduction = (2 * Direct DR Event kW Reduction + Coast DR Power Reduction) / 2
Total DR Load Reduction | 79.2445 | kW

## Category Lists
Facility Type |  | Dim % | Y/N | Precool °F | Reset °F | Duty Cycle | HVAC DR Type | HVAC Type | PreviousDR | Building Vintage
Office | OFF | 20 | Yes | 0 | 2 | 15 | HVAC Temp Reset | Rooftop Unit | Yes | Pre1980
Retail | RETL | 30 | No | -2 | 3 | 20 | Duty Cycle |  | No | Post1980
|  | 40 |  |  | 4 | 30
5
6

## LoadShed Database
Massachusetts - ASHRAE - 5A
| SmallOffice | MA |  | OAT<=75°F |  | 75°F<=OAT<95°F |  | OAT>=95°F |  | OAT<=75°F |  | 75°F<=OAT<95°F |  | OAT>=95°F
Case ID | Precool (°F) | Temp Reset (°F) | DR Event Hour (2PM to 6PM) | Equation_Slope | Equation_Intercept | Equation_Slope | Equation_Intercept | Equation_Slope | Equation_Intercept | Equation_Slope | Equation_Intercept | Equation_Slope | Equation_Intercept | Equation_Slope | Equation_Intercept
MASmallOffice021 | 0 | 2 | 1 | 0.28821 | -10.7928 | -0.10026 | 17.7537 | 0 | 0 | 0.010569 | -0.48422 | 0.0014051 | 0.18911 | 0 | 0
MASmallOffice022 | 0 | 2 | 2 | 0.18462 | -5.583 | -0.04934 | 11.1258 | 0 | 0 | 0.0074081 | -0.3179 | 0.0019343 | 0.067977 | 0 | 0
MASmallOffice023 | 0 | 2 | 3 | 0.15029 | -3.9833 | -0.068514 | 11.8085 | 0 | 0 | 0.0062389 | -0.25761 | 0.0012502 | 0.096343 | 0 | 0
MASmallOffice024 | 0 | 2 | 4 | 0.34797 | -16.3565 | -0.12407 | 17.5674 | 0 | 0 | 0.0087924 | -0.44654 | 0.0014687 | 0.073874 | 0 | 0
MASmallOffice031 | 0 | 3 | 1 | 0.54949 | -24.4313 | -0.12572 | 24.3123 | 0 | 0 | 0.018433 | -0.90762 | 0.0027014 | 0.22577 | 0 | 0
MASmallOffice032 | 0 | 3 | 2 | 0.33957 | -12.9463 | -0.053119 | 14.9727 | 0 | 0 | 0.012425 | -0.57338 | 0.003489 | 0.053948 | 0 | 0
MASmallOffice033 | 0 | 3 | 3 | 0.26944 | -9.1658 | -0.094422 | 17.0497 | 0 | 0 | 0.010312 | -0.45563 | 0.0020874 | 0.12791 | 0 | 0
MASmallOffice034 | 0 | 3 | 4 | 0.55741 | -27.3171 | -0.19219 | 26.8314 | 0 | 0 | 0.013762 | -0.71535 | 0.0020707 | 0.1212 | 0 | 0
MASmallOffice041 | 0 | 4 | 1 | 0.83902 | -40.6622 | -0.012379 | 20.0738 | 0 | 0 | 0.026878 | -1.3872 | 0.0084351 | -0.081708 | 0 | 0
MASmallOffice042 | 0 | 4 | 2 | 0.52841 | -22.931 | -0.040691 | 17.4457 | 0 | 0 | 0.018141 | -0.8841 | 0.0054688 | 0.0037041 | 0 | 0
MASmallOffice043 | 0 | 4 | 3 | 0.43155 | -17.4989 | -0.10694 | 21.1843 | 0 | 0 | 0.015319 | -0.72249 | 0.0032656 | 0.13128 | 0 | 0
MASmallOffice044 | 0 | 4 | 4 | 0.77563 | -39.1765 | -0.24271 | 34.6154 | 0 | 0 | 0.018837 | -0.99695 | 0.0029859 | 0.14199 | 0 | 0
MASmallOffice051 | 0 | 5 | 1 | 1.0853 | -54.8014 | 0.056623 | 18.4955 | 0 | 0 | 0.034024 | -1.8008 | 0.012382 | -0.27366 | 0 | 0
MASmallOffice052 | 0 | 5 | 2 | 0.71611 | -33.0798 | -0.02405 | 19.3601 | 0 | 0 | 0.02372 | -1.1919 | 0.0074668 | -0.0547 | 0 | 0
MASmallOffice053 | 0 | 5 | 3 | 0.60794 | -26.9392 | -0.10861 | 24.3556 | 0 | 0 | 0.020588 | -1.0107 | 0.0046705 | 0.11375 | 0 | 0
MASmallOffice054 | 0 | 5 | 4 | 0.99799 | -51.7173 | -0.26446 | 39.9611 | 0 | 0 | 0.023889 | -1.2846 | 0.0044004 | 0.11989 | 0 | 0
MASmallOffice061 | 0 | 6 | 1 | 1.2935 | -67.1179 | 0.12507 | 16.5231 | 0 | 0 | 0.040011 | -2.156 | 0.016125 | -0.46275 | 0 | 0
MASmallOffice062 | 0 | 6 | 2 | 0.92746 | -45.1268 | -0.017556 | 21.8154 | 0 | 0 | 0.029824 | -1.5424 | 0.0090404 | -0.087361 | 0 | 0
MASmallOffice063 | 0 | 6 | 3 | 0.79074 | -37.0871 | -0.10539 | 26.9853 | 0 | 0 | 0.025948 | -1.3119 | 0.006122 | 0.088032 | 0 | 0
MASmallOffice064 | 0 | 6 | 4 | 1.2047 | -63.6193 | -0.26265 | 43.2354 | 0 | 0 | 0.028578 | -1.556 | 0.0061874 | 0.063733 | 0 | 0
MASmallOffice-221 | -2 | 2 | 1 | 0.60697 | -27.8783 | -0.27879 | 36.4632 | 0 | 0 | 0.020048 | -1.0045 | -0.0024404 | 0.6327 | 0 | 0
MASmallOffice-222 | -2 | 2 | 2 | 0.31352 | -11.9805 | -0.1021 | 17.7232 | 0 | 0 | 0.011479 | -0.53047 | 0.0013007 | 0.19218 | 0 | 0
MASmallOffice-223 | -2 | 2 | 3 | 0.23469 | -7.8812 | -0.11718 | 17.506 | 0 | 0 | 0.0090059 | -0.39583 | 0.00057537 | 0.20613 | 0 | 0
MASmallOffice-224 | -2 | 2 | 4 | 0.46497 | -22.3888 | -0.19804 | 25.408 | 0 | 0 | 0.011576 | -0.59555 | 0.00068858 | 0.18412 | 0 | 0
MASmallOffice-231 | -2 | 3 | 1 | 0.86154 | -41.9776 | -0.14915 | 30.6177 | 0 | 0 | 0.027525 | -1.4252 | 0.0038288 | 0.27317 | 0 | 0
MASmallOffice-232 | -2 | 3 | 2 | 0.48153 | -20.4402 | -0.094701 | 20.5883 | 0 | 0 | 0.016729 | -0.80708 | 0.0031572 | 0.15133 | 0 | 0
MASmallOffice-233 | -2 | 3 | 3 | 0.37074 | -14.3326 | -0.13899 | 22.381 | 0 | 0 | 0.013442 | -0.62145 | 0.0015154 | 0.22832 | 0 | 0
MASmallOffice-234 | -2 | 3 | 4 | 0.67936 | -33.8349 | -0.2669 | 34.6779 | 0 | 0 | 0.016607 | -0.87126 | 0.0012531 | 0.23315 | 0 | 0
MASmallOffice-241 | -2 | 4 | 1 | 1.0913 | -55.1774 | -0.066471 | 27.9383 | 0 | 0 | 0.034178 | -1.8104 | 0.0081811 | 0.048594 | 0 | 0
MASmallOffice-242 | -2 | 4 | 2 | 0.66281 | -30.0697 | -0.085677 | 23.1281 | 0 | 0 | 0.022149 | -1.1021 | 0.0049457 | 0.10999 | 0 | 0
MASmallOffice-243 | -2 | 4 | 3 | 0.53862 | -23.1328 | -0.15191 | 26.4658 | 0 | 0 | 0.018522 | -0.89534 | 0.0026224 | 0.23483 | 0 | 0
MASmallOffice-244 | -2 | 4 | 4 | 0.90243 | -46.2557 | -0.3106 | 41.8252 | 0 | 0 | 0.021695 | -1.1582 | 0.0022353 | 0.24641 | 0 | 0
MASmallOffice-251 | -2 | 5 | 1 | 1.2842 | -66.5541 | -0.001802 | 26.0763 | 0 | 0 | 0.039729 | -2.1388 | 0.011698 | -0.12847 | 0 | 0
MASmallOffice-252 | -2 | 5 | 2 | 0.87032 | -41.7655 | -0.083474 | 25.9906 | 0 | 0 | 0.028167 | -1.4446 | 0.0064382 | 0.085589 | 0 | 0
MASmallOffice-253 | -2 | 5 | 3 | 0.71616 | -32.7961 | -0.15672 | 29.794 | 0 | 0 | 0.023769 | -1.1858 | 0.0038842 | 0.22582 | 0 | 0
MASmallOffice-254 | -2 | 5 | 4 | 1.1179 | -58.5667 | -0.32587 | 46.5332 | 0 | 0 | 0.026572 | -1.4387 | 0.0036899 | 0.21832 | 0 | 0
MASmallOffice-261 | -2 | 6 | 1 | 1.4233 | -74.8973 | 0.10644 | 20.3623 | 0 | 0 | 0.043749 | -2.3804 | 0.016347 | -0.40723 | 0 | 0
MASmallOffice-262 | -2 | 6 | 2 | 1.0974 | -55.0239 | -0.097997 | 30.0375 | 0 | 0 | 0.034701 | -1.8276 | 0.0073194 | 0.10547 | 0 | 0
MASmallOffice-263 | -2 | 6 | 3 | 0.91764 | -44.3321 | -0.15496 | 32.4478 | 0 | 0 | 0.029577 | -1.5202 | 0.0052481 | 0.20429 | 0 | 0
MASmallOffice-264 | -2 | 6 | 4 | 1.3204 | -70.3891 | -0.30327 | 48.0045 | 0 | 0 | 0.031166 | -1.7077 | 0.0058535 | 0.12876 | 0 | 0
| MediumOffice |  |  | OAT<=75°F |  | 75°F<=OAT<95°F |  | OAT>=95°F |  | OAT<=75°F |  | 75°F<=OAT<95°F |  | OAT>=95°F
Case ID | Precool (°F) | Temp Reset (°F) | DR Event Hour | Equation_Slope | Equation_Intercept | Equation_Slope | Equation_Intercept | Equation_Slope | Equation_Intercept | Equation_Slope | Equation_Intercept | Equation_Slope | Equation_Intercept | Equation_Slope | Equation_Intercept
MAMediumOffice021 | 0 | 2 | 1 | 0.18421 | -11.3783 | 0.67483 | -48.0676 | 0 | 0 | 0.0046662 | -0.27525 | 0.02402 | -1.7389 | 0 | 0
MAMediumOffice022 | 0 | 2 | 2 | 0.20085 | -11.9559 | 0.57601 | -39.5593 | 0 | 0 | 0.0054199 | -0.31982 | 0.020036 | -1.4121 | 0 | 0
MAMediumOffice023 | 0 | 2 | 3 | 0.21858 | -12.8395 | 0.54745 | -37.1827 | 0 | 0 | 0.006188 | -0.3576 | 0.01965 | -1.3705 | 0 | 0
MAMediumOffice024 | 0 | 2 | 4 | 0.11823 | -7.3472 | 0.47611 | -33.4499 | 0 | 0 | 0.0019996 | -0.10594 | 0.015025 | -1.0803 | 0 | 0
MAMediumOffice031 | 0 | 3 | 1 | 0.18933 | -11.684 | 0.78029 | -56.0549 | 0 | 0 | 0.0047979 | -0.28314 | 0.027555 | -2.0079 | 0 | 0
MAMediumOffice032 | 0 | 3 | 2 | 0.20695 | -12.327 | 0.73398 | -51.4428 | 0 | 0 | 0.005578 | -0.32945 | 0.025237 | -1.8048 | 0 | 0
MAMediumOffice033 | 0 | 3 | 3 | 0.22529 | -13.2437 | 0.74604 | -52.0153 | 0 | 0 | 0.0063679 | -0.36844 | 0.026257 | -1.8659 | 0 | 0
MAMediumOffice034 | 0 | 3 | 4 | 0.12421 | -7.7002 | 0.59339 | -42.1559 | 0 | 0 | 0.0021334 | -0.11386 | 0.018524 | -1.3424 | 0 | 0
MAMediumOffice041 | 0 | 4 | 1 | 0.18986 | -11.7159 | 0.8169 | -58.8669 | 0 | 0 | 0.004811 | -0.28393 | 0.028777 | -2.102 | 0 | 0
MAMediumOffice042 | 0 | 4 | 2 | 0.20748 | -12.3591 | 0.79867 | -56.409 | 0 | 0 | 0.0055914 | -0.33026 | 0.027375 | -1.9693 | 0 | 0
MAMediumOffice043 | 0 | 4 | 3 | 0.22626 | -13.3026 | 0.82906 | -58.3221 | 0 | 0 | 0.0063936 | -0.37 | 0.029017 | -2.0761 | 0 | 0
MAMediumOffice044 | 0 | 4 | 4 | 0.12556 | -7.7817 | 0.65894 | -47.0451 | 0 | 0 | 0.0021621 | -0.1156 | 0.020392 | -1.4828 | 0 | 0
MAMediumOffice051 | 0 | 5 | 1 | 0.18983 | -11.7139 | 0.81994 | -59.1009 | 0 | 0 | 0.0048102 | -0.28388 | 0.028876 | -2.1097 | 0 | 0
MAMediumOffice052 | 0 | 5 | 2 | 0.20743 | -12.3558 | 0.80752 | -57.0915 | 0 | 0 | 0.0055899 | -0.33017 | 0.027663 | -1.9915 | 0 | 0
MAMediumOffice053 | 0 | 5 | 3 | 0.22624 | -13.3019 | 0.84405 | -59.4633 | 0 | 0 | 0.0063932 | -0.36998 | 0.029505 | -2.1134 | 0 | 0
MAMediumOffice054 | 0 | 5 | 4 | 0.12564 | -7.7866 | 0.70977 | -50.937 | 0 | 0 | 0.0021638 | -0.1157 | 0.021771 | -1.5885 | 0 | 0
MAMediumOffice061 | 0 | 6 | 1 | 0.18687 | -11.2677 | 0.81997 | -59.1031 | 0 | 0 | 0.0048118 | -0.28353 | 0.028877 | -2.1098 | 0 | 0
MAMediumOffice062 | 0 | 6 | 2 | 0.20935 | -12.3686 | 0.80753 | -57.0915 | 0 | 0 | 0.0055994 | -0.3307 | 0.027663 | -1.9915 | 0 | 0
MAMediumOffice063 | 0 | 6 | 3 | 0.22766 | -13.2187 | 0.84568 | -59.5888 | 0 | 0 | 0.0063928 | -0.3699 | 0.029558 | -2.1174 | 0 | 0
MAMediumOffice064 | 0 | 6 | 4 | 0.12415 | -7.4615 | 0.73036 | -52.5366 | 0 | 0 | 0.0021615 | -0.11515 | 0.022345 | -1.6332 | 0 | 0
MAMediumOffice-221 | -2 | 2 | 1 | 0.21012 | -12.9787 | 0.80975 | -57.9593 | 0 | 0 | 0.0053329 | -0.31648 | 0.0285 | -2.0723 | 0 | 0
MAMediumOffice-222 | -2 | 2 | 2 | 0.21826 | -13.041 | 0.69527 | -48.3484 | 0 | 0 | 0.0058671 | -0.3476 | 0.024056 | -1.7105 | 0 | 0
MAMediumOffice-223 | -2 | 2 | 3 | 0.23321 | -13.6867 | 0.67741 | -46.7944 | 0 | 0 | 0.0065629 | -0.37993 | 0.024022 | -1.6957 | 0 | 0
MAMediumOffice-224 | -2 | 2 | 4 | 0.10989 | -6.5023 | 0.53514 | -37.763 | 0 | 0 | 0.0024617 | -0.1358 | 0.016888 | -1.2185 | 0 | 0
MAMediumOffice-231 | -2 | 3 | 1 | 0.21103 | -13.0325 | 0.84994 | -61.0221 | 0 | 0 | 0.0053562 | -0.31786 | 0.029846 | -2.1754 | 0 | 0
MAMediumOffice-232 | -2 | 3 | 2 | 0.22087 | -13.1995 | 0.79323 | -55.8102 | 0 | 0 | 0.0059336 | -0.35164 | 0.027275 | -1.9563 | 0 | 0
MAMediumOffice-233 | -2 | 3 | 3 | 0.23704 | -13.9174 | 0.80504 | -56.3979 | 0 | 0 | 0.0066637 | -0.38601 | 0.028267 | -2.0162 | 0 | 0
MAMediumOffice-234 | -2 | 3 | 4 | 0.11418 | -6.7561 | 0.61941 | -43.9733 | 0 | 0 | 0.0025539 | -0.14125 | 0.019347 | -1.4017 | 0 | 0
MAMediumOffice-241 | -2 | 4 | 1 | 0.21102 | -13.0316 | 0.85718 | -61.5801 | 0 | 0 | 0.0053558 | -0.31784 | 0.030086 | -2.1939 | 0 | 0
MAMediumOffice-242 | -2 | 4 | 2 | 0.22084 | -13.1976 | 0.818 | -57.7176 | 0 | 0 | 0.0059328 | -0.35159 | 0.028092 | -2.0194 | 0 | 0
MAMediumOffice-243 | -2 | 4 | 3 | 0.23755 | -13.9485 | 0.8461 | -59.5117 | 0 | 0 | 0.0066773 | -0.38684 | 0.029632 | -2.12 | 0 | 0
MAMediumOffice-244 | -2 | 4 | 4 | 0.115 | -6.8054 | 0.67968 | -48.4915 | 0 | 0 | 0.0025714 | -0.14231 | 0.021017 | -1.5276 | 0 | 0
MAMediumOffice-251 | -2 | 5 | 1 | 0.21101 | -13.0313 | 0.85727 | -61.5876 | 0 | 0 | 0.0053556 | -0.31783 | 0.030089 | -2.1941 | 0 | 0
MAMediumOffice-252 | -2 | 5 | 2 | 0.22084 | -13.198 | 0.81822 | -57.7346 | 0 | 0 | 0.005933 | -0.3516 | 0.028099 | -2.0199 | 0 | 0
MAMediumOffice-253 | -2 | 5 | 3 | 0.23756 | -13.949 | 0.85194 | -59.957 | 0 | 0 | 0.0066776 | -0.38686 | 0.029819 | -2.1343 | 0 | 0
MAMediumOffice-254 | -2 | 5 | 4 | 0.11504 | -6.8075 | 0.72533 | -52.0124 | 0 | 0 | 0.0025722 | -0.14236 | 0.022247 | -1.6226 | 0 | 0
MAMediumOffice-261 | -2 | 6 | 1 | 0.21103 | -13.0326 | 0.85728 | -61.5878 | 0 | 0 | 0.0053562 | -0.31786 | 0.030089 | -2.1941 | 0 | 0
MAMediumOffice-262 | -2 | 6 | 2 | 0.22087 | -13.1995 | 0.81824 | -57.7364 | 0 | 0 | 0.0059336 | -0.35164 | 0.0281 | -2.02 | 0 | 0
MAMediumOffice-263 | -2 | 6 | 3 | 0.2376 | -13.9514 | 0.8524 | -59.9919 | 0 | 0 | 0.0066787 | -0.38692 | 0.029833 | -2.1354 | 0 | 0
MAMediumOffice-264 | -2 | 6 | 4 | 0.11507 | -6.8094 | 0.73757 | -52.9648 | 0 | 0 | 0.0025729 | -0.1424 | 0.022596 | -1.6497 | 0 | 0
| SmallOffice | CZ03 |  | OAT<=75°F |  | 75°F<=OAT<95°F |  | OAT>=95°F
Case ID | Duty Cycle (minutes off/hr) | CompressorOnly | DR Event Hour (2PM to 6PM) | Equation_Slope | Equation_Intercept | Equation_Slope | Equation_Intercept | Equation_Slope | Equation_Intercept
SmallOfficeMACycleYes1 | Cycle | Yes | 1 | 0.75697 | -34.8899 | 0.50821 | -16.5583 | 0 | 0
SmallOfficeMACycleYes2 | Cycle | Yes | 2 | 0.80036 | -37.0221 | 0.53293 | -17.9981 | 0 | 0
SmallOfficeMACycleYes3 | Cycle | Yes | 3 | 0.7382 | -32.2273 | 0.52386 | -17.163 | 0 | 0
SmallOfficeMACycleYes4 | Cycle | Yes | 4 | 0.88022 | -40.5622 | 0.067125 | 21.1113 | 0 | 0
SmallOfficeMACycleNo1 | Cycle | No | 1 | 0.60836 | -8.4081 | 0.40844 | 6.3246 | 0 | 0
SmallOfficeMACycleNo2 | Cycle | No | 2 | 0.64323 | -10.1218 | 0.4283 | 5.1674 | 0 | 0
SmallOfficeMACycleNo3 | Cycle | No | 3 | 0.59328 | -6.2683 | 0.42102 | 5.8386 | 0 | 0
SmallOfficeMACycleNo4 | Cycle | No | 4 | 0.59182 | 3.6204 | -0.03824 | 51.1809 | 0 | 0
| MediumOffice |  |  | OAT<=75°F |  | 75°F<=OAT<95°F |  | OAT>=95°F
Case ID | Duty Cycle (minutes off/hr) |  | DR Event Hour | Equation_Slope | Equation_Intercept | Equation_Slope | Equation_Intercept | Equation_Slope | Equation_Intercept
MediumOfficeMACycleYes1 | Cycle | Yes | 1 | 1.2389 | -64.9481 | 0.44184 | -5.2382 | 0 | 0
MediumOfficeMACycleYes2 | Cycle | Yes | 2 | 1.3673 | -72.7078 | 0.48069 | -7.5066 | 0 | 0
MediumOfficeMACycleYes3 | Cycle | Yes | 3 | 1.2862 | -66.9125 | 0.52828 | -11.5712 | 0 | 0
MediumOfficeMACycleYes4 | Cycle | Yes | 4 | 1.2045 | -60.8385 | -0.42929 | 64.5516 | 0 | 0
MediumOfficeMACycleNo1 | Cycle | No | 1 | 1.2389 | -64.9481 | 0.44184 | -5.2382 | 0 | 0
MediumOfficeMACycleNo2 | Cycle | No | 2 | 1.3673 | -72.7078 | 0.48069 | -7.5066 | 0 | 0
MediumOfficeMACycleNo3 | Cycle | No | 3 | 1.2862 | -66.9125 | 0.52828 | -11.5712 | 0 | 0
MediumOfficeMACycleNo4 | Cycle | No | 4 | 1.2045 | -60.8385 | -0.42929 | 64.5516 | 0 | 0

## Climate Zones
ZIP | COUNTY_NAME | ASHRAE_ZONE | COUNTY | CZ_ZONE
2351 | PLYMOUTH | 5A | n/a
2018 | PLYMOUTH | 5A | n/a
1720 | MIDDLESEX | 5A | n/a
2743 | BRISTOL | 5A | n/a
1220 | BERKSHIRE | 5A | n/a
1001 | HAMPDEN | 5A | n/a
2134 | SUFFOLK | 5A | n/a
1913 | ESSEX | 5A | n/a
1002 | HAMPSHIRE | 5A | n/a
1003 | HAMPSHIRE | 5A | n/a
1004 | HAMPSHIRE | 5A | n/a
1810 | ESSEX | 5A | n/a
1812 | ESSEX | 5A | n/a
2474 | MIDDLESEX | 5A | n/a
2476 | MIDDLESEX | 5A | n/a
2475 | MIDDLESEX | 5A | n/a
1430 | WORCESTER | 5A | n/a
1431 | MIDDLESEX | 5A | n/a
1330 | FRANKLIN | 5A | n/a
1721 | MIDDLESEX | 5A | n/a
1222 | BERKSHIRE | 5A | n/a
2702 | BRISTOL | 5A | n/a
1331 | WORCESTER | 5A | n/a
2703 | BRISTOL | 5A | n/a
2763 | BRISTOL | 5A | n/a
1501 | WORCESTER | 5A | n/a
2466 | MIDDLESEX | 5A | n/a
2322 | NORFOLK | 5A | n/a
1432 | MIDDLESEX | 5A | n/a
2457 | NORFOLK | 5A | n/a
1436 | WORCESTER | 5A | n/a
2630 | BARNSTABLE | 5A | n/a
1005 | WORCESTER | 5A | n/a
1223 | BERKSHIRE | 5A | n/a
1730 | MIDDLESEX | 5A | n/a
1007 | HAMPSHIRE | 5A | n/a
2019 | NORFOLK | 5A | n/a
2478 | MIDDLESEX | 5A | n/a
2779 | BRISTOL | 5A | n/a
1224 | BERKSHIRE | 5A | n/a
1503 | WORCESTER | 5A | n/a
1337 | FRANKLIN | 5A | n/a
1915 | ESSEX | 5A | n/a
1821 | MIDDLESEX | 5A | n/a
1504 | WORCESTER | 5A | n/a
1008 | HAMPDEN | 5A | n/a
1740 | WORCESTER | 5A | n/a
1009 | HAMPDEN | 5A | n/a
2108 | SUFFOLK | 5A | n/a
2109 | SUFFOLK | 5A | n/a
2110 | SUFFOLK | 5A | n/a
2111 | SUFFOLK | 5A | n/a
2112 | SUFFOLK | 5A | n/a
2113 | SUFFOLK | 5A | n/a
2114 | SUFFOLK | 5A | n/a
2115 | SUFFOLK | 5A | n/a
2116 | SUFFOLK | 5A | n/a
2117 | SUFFOLK | 5A | n/a
2118 | SUFFOLK | 5A | n/a
2123 | SUFFOLK | 5A | n/a
2127 | SUFFOLK | 5A | n/a
2128 | SUFFOLK | 5A | n/a
2133 | SUFFOLK | 5A | n/a
2163 | SUFFOLK | 5A | n/a
2196 | SUFFOLK | 5A | n/a
2199 | SUFFOLK | 5A | n/a
2201 | SUFFOLK | 5A | n/a
2203 | SUFFOLK | 5A | n/a
2205 | SUFFOLK | 5A | n/a
2210 | SUFFOLK | 5A | n/a
2211 | SUFFOLK | 5A | n/a
2212 | SUFFOLK | 5A | n/a
2215 | SUFFOLK | 5A | n/a
2217 | SUFFOLK | 5A | n/a
2222 | SUFFOLK | 5A | n/a
2241 | SUFFOLK | 5A | n/a
2283 | SUFFOLK | 5A | n/a
2297 | SUFFOLK | 5A | n/a
1719 | MIDDLESEX | 5A | n/a
1921 | ESSEX | 5A | n/a
1505 | WORCESTER | 5A | n/a
2184 | NORFOLK | 5A | n/a
2185 | NORFOLK | 5A | n/a
2020 | PLYMOUTH | 5A | n/a
2631 | BARNSTABLE | 5A | n/a
2324 | PLYMOUTH | 5A | n/a
2325 | PLYMOUTH | 5A | n/a
2135 | SUFFOLK | 5A | n/a
1010 | HAMPDEN | 5A | n/a
2301 | PLYMOUTH | 5A | n/a
2302 | PLYMOUTH | 5A | n/a
2303 | PLYMOUTH | 5A | n/a
2304 | PLYMOUTH | 5A | n/a
2305 | PLYMOUTH | 5A | n/a
1506 | WORCESTER | 5A | n/a
2445 | NORFOLK | 5A | n/a
2446 | NORFOLK | 5A | n/a
2447 | NORFOLK | 5A | n/a
2327 | PLYMOUTH | 5A | n/a
1338 | FRANKLIN | 5A | n/a
1803 | MIDDLESEX | 5A | n/a
1805 | MIDDLESEX | 5A | n/a
2532 | BARNSTABLE | 5A | n/a
2542 | BARNSTABLE | 5A | n/a
1922 | ESSEX | 5A | n/a
2138 | MIDDLESEX | 5A | n/a
2139 | MIDDLESEX | 5A | n/a
2140 | MIDDLESEX | 5A | n/a
2141 | MIDDLESEX | 5A | n/a
2142 | MIDDLESEX | 5A | n/a
2238 | MIDDLESEX | 5A | n/a
2021 | NORFOLK | 5A | n/a
1741 | MIDDLESEX | 5A | n/a
2330 | PLYMOUTH | 5A | n/a
2534 | BARNSTABLE | 5A | n/a
2632 | BARNSTABLE | 5A | n/a
2634 | BARNSTABLE | 5A | n/a
1339 | FRANKLIN | 5A | n/a
2129 | SUFFOLK | 5A | n/a
1507 | WORCESTER | 5A | n/a
1508 | WORCESTER | 5A | n/a
1509 | WORCESTER | 5A | n/a
2712 | BRISTOL | 5A | n/a
2633 | BARNSTABLE | 5A | n/a
1824 | MIDDLESEX | 5A | n/a
2150 | SUFFOLK | 5A | n/a
1611 | WORCESTER | 5A | n/a
1225 | BERKSHIRE | 5A | n/a
1011 | HAMPDEN | 5A | n/a
1012 | HAMPSHIRE | 5A | n/a
2467 | MIDDLESEX | 5A | n/a
1013 | HAMPDEN | 5A | n/a
1014 | HAMPDEN | 5A | n/a
1020 | HAMPDEN | 5A | n/a
1021 | HAMPDEN | 5A | n/a
1022 | HAMPDEN | 5A | n/a
2535 | DUKES | 5A | n/a
1510 | WORCESTER | 5A | n/a
2025 | NORFOLK | 5A | n/a
1340 | FRANKLIN | 5A | n/a
1742 | MIDDLESEX | 5A | n/a
1341 | FRANKLIN | 5A | n/a
2635 | BARNSTABLE | 5A | n/a
2637 | BARNSTABLE | 5A | n/a
1026 | HAMPSHIRE | 5A | n/a
2713 | DUKES | 5A | n/a
1226 | BERKSHIRE | 5A | n/a
1227 | BERKSHIRE | 5A | n/a
1923 | ESSEX | 5A | n/a
2714 | BRISTOL | 5A | n/a
2026 | NORFOLK | 5A | n/a
2027 | NORFOLK | 5A | n/a
1342 | FRANKLIN | 5A | n/a
2638 | BARNSTABLE | 5A | n/a
2639 | BARNSTABLE | 5A | n/a
1434 | MIDDLESEX | 5A | n/a
2715 | BRISTOL | 5A | n/a
2121 | SUFFOLK | 5A | n/a
2122 | SUFFOLK | 5A | n/a
2125 | SUFFOLK | 5A | n/a
2124 | SUFFOLK | 5A | n/a
1516 | WORCESTER | 5A | n/a
2030 | NORFOLK | 5A | n/a
1826 | MIDDLESEX | 5A | n/a
1343 | BERKSHIRE | 5A | n/a
1571 | WORCESTER | 5A | n/a
1827 | MIDDLESEX | 5A | n/a
2331 | PLYMOUTH | 5A | n/a
2332 | PLYMOUTH | 5A | n/a
2228 | SUFFOLK | 5A | n/a
2333 | PLYMOUTH | 5A | n/a
1515 | WORCESTER | 5A | n/a
2641 | BARNSTABLE | 5A | n/a
2536 | BARNSTABLE | 5A | n/a
2717 | BRISTOL | 5A | n/a
1028 | HAMPDEN | 5A | n/a
2643 | BARNSTABLE | 5A | n/a
1029 | BERKSHIRE | 5A | n/a
2537 | BARNSTABLE | 5A | n/a
2718 | BRISTOL | 5A | n/a
1438 | WORCESTER | 5A | n/a
2032 | NORFOLK | 5A | n/a
2538 | PLYMOUTH | 5A | n/a
2189 | NORFOLK | 5A | n/a
2642 | BARNSTABLE | 5A | n/a
1027 | HAMPSHIRE | 5A | n/a
2334 | BRISTOL | 5A | n/a
2539 | DUKES | 5A | n/a
2337 | PLYMOUTH | 5A | n/a
1344 | FRANKLIN | 5A | n/a
1929 | ESSEX | 5A | n/a
2149 | MIDDLESEX | 5A | n/a
2719 | BRISTOL | 5A | n/a
2720 | BRISTOL | 5A | n/a
2721 | BRISTOL | 5A | n/a
2722 | BRISTOL | 5A | n/a
2723 | BRISTOL | 5A | n/a
2724 | BRISTOL | 5A | n/a
2540 | BARNSTABLE | 5A | n/a
2541 | BARNSTABLE | 5A | n/a
1745 | WORCESTER | 5A | n/a
1030 | HAMPDEN | 5A | n/a
1518 | WORCESTER | 5A | n/a
1420 | WORCESTER | 5A | n/a
1062 | HAMPSHIRE | 5A | n/a
2644 | BARNSTABLE | 5A | n/a
2035 | NORFOLK | 5A | n/a
1701 | MIDDLESEX | 5A | n/a
1702 | MIDDLESEX | 5A | n/a
1703 | MIDDLESEX | 5A | n/a
1704 | MIDDLESEX | 5A | n/a
2038 | NORFOLK | 5A | n/a
1440 | WORCESTER | 5A | n/a
1833 | ESSEX | 5A | n/a
1031 | WORCESTER | 5A | n/a
1354 | FRANKLIN | 5A | n/a
1229 | BERKSHIRE | 5A | n/a
1930 | ESSEX | 5A | n/a
1931 | ESSEX | 5A | n/a
1032 | HAMPSHIRE | 5A | n/a
1519 | WORCESTER | 5A | n/a
1033 | HAMPSHIRE | 5A | n/a
1034 | HAMPDEN | 5A | n/a
1230 | BERKSHIRE | 5A | n/a
2041 | PLYMOUTH | 5A | n/a
2040 | PLYMOUTH | 5A | n/a
1301 | FRANKLIN | 5A | n/a
1302 | FRANKLIN | 5A | n/a
1450 | MIDDLESEX | 5A | n/a
1471 | MIDDLESEX | 5A | n/a
1834 | ESSEX | 5A | n/a
1035 | HAMPSHIRE | 5A | n/a
2338 | PLYMOUTH | 5A | n/a
1936 | ESSEX | 5A | n/a
1036 | HAMPDEN | 5A | n/a
2339 | PLYMOUTH | 5A | n/a
2340 | PLYMOUTH | 5A | n/a
1731 | MIDDLESEX | 5A | n/a
2341 | PLYMOUTH | 5A | n/a
1037 | WORCESTER | 5A | n/a
1451 | WORCESTER | 5A | n/a
2645 | BARNSTABLE | 5A | n/a
2646 | BARNSTABLE | 5A | n/a
1038 | HAMPSHIRE | 5A | n/a
1937 | ESSEX | 5A | n/a
1830 | ESSEX | 5A | n/a
1831 | ESSEX | 5A | n/a
1832 | ESSEX | 5A | n/a
1835 | ESSEX | 5A | n/a
1039 | HAMPSHIRE | 5A | n/a
1346 | FRANKLIN | 5A | n/a
2043 | PLYMOUTH | 5A | n/a
2044 | PLYMOUTH | 5A | n/a
1235 | BERKSHIRE | 5A | n/a
2343 | NORFOLK | 5A | n/a
1520 | WORCESTER | 5A | n/a
1521 | HAMPDEN | 5A | n/a
1746 | MIDDLESEX | 5A | n/a
1040 | HAMPDEN | 5A | n/a
1041 | HAMPDEN | 5A | n/a
1747 | WORCESTER | 5A | n/a
1748 | MIDDLESEX | 5A | n/a
1236 | BERKSHIRE | 5A | n/a
1452 | WORCESTER | 5A | n/a
1749 | MIDDLESEX | 5A | n/a
2045 | PLYMOUTH | 5A | n/a
2047 | PLYMOUTH | 5A | n/a
1050 | HAMPSHIRE | 5A | n/a
2601 | BARNSTABLE | 5A | n/a
2647 | BARNSTABLE | 5A | n/a
2136 | SUFFOLK | 5A | n/a
1151 | HAMPDEN | 5A | n/a
1938 | ESSEX | 5A | n/a
2130 | SUFFOLK | 5A | n/a
1522 | WORCESTER | 5A | n/a
2364 | PLYMOUTH | 5A | n/a
1347 | FRANKLIN | 5A | n/a
2347 | PLYMOUTH | 5A | n/a
2348 | PLYMOUTH | 5A | n/a
1523 | WORCESTER | 5A | n/a
1237 | BERKSHIRE | 5A | n/a
1840 | ESSEX | 5A | n/a
1841 | ESSEX | 5A | n/a
1842 | ESSEX | 5A | n/a
1843 | ESSEX | 5A | n/a
1238 | BERKSHIRE | 5A | n/a
1053 | HAMPSHIRE | 5A | n/a
1524 | WORCESTER | 5A | n/a
1240 | BERKSHIRE | 5A | n/a
1242 | BERKSHIRE | 5A | n/a
1453 | WORCESTER | 5A | n/a
1054 | FRANKLIN | 5A | n/a
2420 | MIDDLESEX | 5A | n/a
2421 | MIDDLESEX | 5A | n/a
1773 | MIDDLESEX | 5A | n/a
1525 | WORCESTER | 5A | n/a
1460 | MIDDLESEX | 5A | n/a
1106 | HAMPDEN | 5A | n/a
1116 | HAMPDEN | 5A | n/a
1850 | MIDDLESEX | 5A | n/a
1851 | MIDDLESEX | 5A | n/a
1852 | MIDDLESEX | 5A | n/a
1853 | MIDDLESEX | 5A | n/a
1854 | MIDDLESEX | 5A | n/a
1056 | HAMPDEN | 5A | n/a
1462 | WORCESTER | 5A | n/a
1901 | ESSEX | 5A | n/a
1902 | ESSEX | 5A | n/a
1903 | ESSEX | 5A | n/a
1904 | ESSEX | 5A | n/a
1905 | ESSEX | 5A | n/a
1910 | ESSEX | 5A | n/a
1940 | ESSEX | 5A | n/a
2148 | MIDDLESEX | 5A | n/a
1526 | WORCESTER | 5A | n/a
1944 | ESSEX | 5A | n/a
2345 | PLYMOUTH | 5A | n/a
2048 | BRISTOL | 5A | n/a
1945 | ESSEX | 5A | n/a
2738 | PLYMOUTH | 5A | n/a
1752 | MIDDLESEX | 5A | n/a
2050 | PLYMOUTH | 5A | n/a
2051 | PLYMOUTH | 5A | n/a
2648 | BARNSTABLE | 5A | n/a
2649 | BARNSTABLE | 5A | n/a
2126 | SUFFOLK | 5A | n/a
2739 | PLYMOUTH | 5A | n/a
1754 | MIDDLESEX | 5A | n/a
2052 | NORFOLK | 5A | n/a
2153 | MIDDLESEX | 5A | n/a
2155 | MIDDLESEX | 5A | n/a
2053 | NORFOLK | 5A | n/a
2176 | MIDDLESEX | 5A | n/a
1756 | WORCESTER | 5A | n/a
2552 | DUKES | 5A | n/a
1860 | ESSEX | 5A | n/a
1844 | ESSEX | 5A | n/a
2344 | PLYMOUTH | 5A | n/a
2346 | PLYMOUTH | 5A | n/a
2349 | PLYMOUTH | 5A | n/a
1243 | HAMPSHIRE | 5A | n/a
1949 | ESSEX | 5A | n/a
1757 | WORCESTER | 5A | n/a
1244 | BERKSHIRE | 5A | n/a
1527 | WORCESTER | 5A | n/a
1349 | FRANKLIN | 5A | n/a
2054 | NORFOLK | 5A | n/a
1529 | WORCESTER | 5A | n/a
2186 | NORFOLK | 5A | n/a
2187 | NORFOLK | 5A | n/a
2350 | PLYMOUTH | 5A | n/a
1350 | FRANKLIN | 5A | n/a
1057 | HAMPDEN | 5A | n/a
1351 | FRANKLIN | 5A | n/a
1245 | BERKSHIRE | 5A | n/a
2553 | BARNSTABLE | 5A | n/a
1908 | ESSEX | 5A | n/a
2554 | NANTUCKET | 5A | n/a
2584 | NANTUCKET | 5A | n/a
1760 | MIDDLESEX | 5A | n/a
2492 | NORFOLK | 5A | n/a
2494 | NORFOLK | 5A | n/a
2740 | BRISTOL | 5A | n/a
2741 | BRISTOL | 5A | n/a
2742 | BRISTOL | 5A | n/a
2744 | BRISTOL | 5A | n/a
2745 | BRISTOL | 5A | n/a
2746 | BRISTOL | 5A | n/a
1531 | WORCESTER | 5A | n/a
1355 | FRANKLIN | 5A | n/a
2456 | MIDDLESEX | 5A | n/a
1951 | ESSEX | 5A | n/a
1950 | ESSEX | 5A | n/a
2458 | MIDDLESEX | 5A | n/a
2459 | MIDDLESEX | 5A | n/a
2461 | MIDDLESEX | 5A | n/a
2462 | MIDDLESEX | 5A | n/a
2464 | MIDDLESEX | 5A | n/a
2460 | MIDDLESEX | 5A | n/a
2056 | NORFOLK | 5A | n/a
1247 | BERKSHIRE | 5A | n/a
1059 | HAMPSHIRE | 5A | n/a
1845 | ESSEX | 5A | n/a
2760 | BRISTOL | 5A | n/a
2761 | BRISTOL | 5A | n/a
1862 | MIDDLESEX | 5A | n/a
1535 | WORCESTER | 5A | n/a
2355 | PLYMOUTH | 5A | n/a
2650 | BARNSTABLE | 5A | n/a
1863 | MIDDLESEX | 5A | n/a
2747 | BRISTOL | 5A | n/a
2764 | BRISTOL | 5A | n/a
2651 | BARNSTABLE | 5A | n/a
2356 | BRISTOL | 5A | n/a
2357 | BRISTOL | 5A | n/a
1252 | BERKSHIRE | 5A | n/a
2556 | BARNSTABLE | 5A | n/a
1536 | WORCESTER | 5A | n/a
1066 | HAMPSHIRE | 5A | n/a
2059 | PLYMOUTH | 5A | n/a
1537 | WORCESTER | 5A | n/a
2358 | PLYMOUTH | 5A | n/a
1864 | MIDDLESEX | 5A | n/a
1889 | MIDDLESEX | 5A | n/a
2060 | PLYMOUTH | 5A | n/a
2652 | BARNSTABLE | 5A | n/a
1538 | WORCESTER | 5A | n/a
2455 | MIDDLESEX | 5A | n/a
2191 | NORFOLK | 5A | n/a
1060 | HAMPSHIRE | 5A | n/a
1061 | HAMPSHIRE | 5A | n/a
1063 | HAMPSHIRE | 5A | n/a
1532 | WORCESTER | 5A | n/a
1534 | WORCESTER | 5A | n/a
1360 | FRANKLIN | 5A | n/a
2766 | BRISTOL | 5A | n/a
2061 | PLYMOUTH | 5A | n/a
2062 | NORFOLK | 5A | n/a
1865 | MIDDLESEX | 5A | n/a
2557 | DUKES | 5A | n/a
1068 | WORCESTER | 5A | n/a
2065 | PLYMOUTH | 5A | n/a
2558 | PLYMOUTH | 5A | n/a
1364 | FRANKLIN | 5A | n/a
2653 | BARNSTABLE | 5A | n/a
2655 | BARNSTABLE | 5A | n/a
1253 | BERKSHIRE | 5A | n/a
1540 | WORCESTER | 5A | n/a
1069 | HAMPDEN | 5A | n/a
1612 | WORCESTER | 5A | n/a
1960 | ESSEX | 5A | n/a
1961 | ESSEX | 5A | n/a
2359 | PLYMOUTH | 5A | n/a
1463 | MIDDLESEX | 5A | n/a
1366 | WORCESTER | 5A | n/a
1866 | MIDDLESEX | 5A | n/a
1201 | BERKSHIRE | 5A | n/a
1202 | BERKSHIRE | 5A | n/a
1203 | BERKSHIRE | 5A | n/a
1070 | HAMPSHIRE | 5A | n/a
2762 | NORFOLK | 5A | n/a
2360 | PLYMOUTH | 5A | n/a
2361 | PLYMOUTH | 5A | n/a
2362 | PLYMOUTH | 5A | n/a
2367 | PLYMOUTH | 5A | n/a
2559 | BARNSTABLE | 5A | n/a
1965 | ESSEX | 5A | n/a
1541 | WORCESTER | 5A | n/a
2657 | BARNSTABLE | 5A | n/a
2169 | NORFOLK | 5A | n/a
2170 | NORFOLK | 5A | n/a
2171 | NORFOLK | 5A | n/a
2269 | NORFOLK | 5A | n/a
2368 | NORFOLK | 5A | n/a
2767 | BRISTOL | 5A | n/a
2768 | BRISTOL | 5A | n/a
1867 | MIDDLESEX | 5A | n/a
2137 | SUFFOLK | 5A | n/a
2769 | BRISTOL | 5A | n/a
2151 | SUFFOLK | 5A | n/a
1254 | BERKSHIRE | 5A | n/a
1542 | WORCESTER | 5A | n/a
2770 | PLYMOUTH | 5A | n/a
2370 | PLYMOUTH | 5A | n/a
1966 | ESSEX | 5A | n/a
2131 | SUFFOLK | 5A | n/a
1367 | FRANKLIN | 5A | n/a
1969 | ESSEX | 5A | n/a
2119 | SUFFOLK | 5A | n/a
2120 | SUFFOLK | 5A | n/a
1368 | WORCESTER | 5A | n/a
1071 | HAMPDEN | 5A | n/a
1543 | WORCESTER | 5A | n/a
2561 | BARNSTABLE | 5A | n/a
2562 | BARNSTABLE | 5A | n/a
1970 | ESSEX | 5A | n/a
1952 | ESSEX | 5A | n/a
1255 | BERKSHIRE | 5A | n/a
2563 | BARNSTABLE | 5A | n/a
1906 | ESSEX | 5A | n/a
1256 | BERKSHIRE | 5A | n/a
2066 | PLYMOUTH | 5A | n/a
2771 | BRISTOL | 5A | n/a
2067 | NORFOLK | 5A | n/a
1257 | BERKSHIRE | 5A | n/a
1370 | FRANKLIN | 5A | n/a
2070 | NORFOLK | 5A | n/a
1770 | MIDDLESEX | 5A | n/a
1464 | MIDDLESEX | 5A | n/a
1545 | WORCESTER | 5A | n/a
1546 | WORCESTER | 5A | n/a
1072 | FRANKLIN | 5A | n/a
2564 | NANTUCKET | 5A | n/a
2725 | BRISTOL | 5A | n/a
2726 | BRISTOL | 5A | n/a
2143 | MIDDLESEX | 5A | n/a
2144 | MIDDLESEX | 5A | n/a
2145 | MIDDLESEX | 5A | n/a
1074 | WORCESTER | 5A | n/a
2366 | PLYMOUTH | 5A | n/a
2659 | BARNSTABLE | 5A | n/a
2748 | BRISTOL | 5A | n/a
1373 | FRANKLIN | 5A | n/a
2660 | BARNSTABLE | 5A | n/a
2375 | BRISTOL | 5A | n/a
1258 | BERKSHIRE | 5A | n/a
1560 | WORCESTER | 5A | n/a
1075 | HAMPSHIRE | 5A | n/a
1982 | ESSEX | 5A | n/a
2661 | BARNSTABLE | 5A | n/a
1561 | WORCESTER | 5A | n/a
1260 | BERKSHIRE | 5A | n/a
2662 | BARNSTABLE | 5A | n/a
2071 | NORFOLK | 5A | n/a
2663 | BARNSTABLE | 5A | n/a
2190 | NORFOLK | 5A | n/a
2664 | BARNSTABLE | 5A | n/a
1073 | HAMPSHIRE | 5A | n/a
1772 | WORCESTER | 5A | n/a
1550 | WORCESTER | 5A | n/a
1259 | BERKSHIRE | 5A | n/a
1077 | HAMPDEN | 5A | n/a
1562 | WORCESTER | 5A | n/a
1101 | HAMPDEN | 5A | n/a
1102 | HAMPDEN | 5A | n/a
1103 | HAMPDEN | 5A | n/a
1104 | HAMPDEN | 5A | n/a
1105 | HAMPDEN | 5A | n/a
1107 | HAMPDEN | 5A | n/a
1108 | HAMPDEN | 5A | n/a
1109 | HAMPDEN | 5A | n/a
1111 | HAMPDEN | 5A | n/a
1115 | HAMPDEN | 5A | n/a
1118 | HAMPDEN | 5A | n/a
1119 | HAMPDEN | 5A | n/a
1128 | HAMPDEN | 5A | n/a
1129 | HAMPDEN | 5A | n/a
1138 | HAMPDEN | 5A | n/a
1139 | HAMPDEN | 5A | n/a
1144 | HAMPDEN | 5A | n/a
1152 | HAMPDEN | 5A | n/a
1199 | HAMPDEN | 5A | n/a
1564 | WORCESTER | 5A | n/a
1467 | WORCESTER | 5A | n/a
1262 | BERKSHIRE | 5A | n/a
2180 | MIDDLESEX | 5A | n/a
2072 | NORFOLK | 5A | n/a
1775 | MIDDLESEX | 5A | n/a
1566 | WORCESTER | 5A | n/a
1776 | MIDDLESEX | 5A | n/a
1375 | FRANKLIN | 5A | n/a
1590 | WORCESTER | 5A | n/a
1907 | ESSEX | 5A | n/a
2777 | BRISTOL | 5A | n/a
2780 | BRISTOL | 5A | n/a
1468 | WORCESTER | 5A | n/a
1876 | MIDDLESEX | 5A | n/a
1079 | HAMPDEN | 5A | n/a
1080 | HAMPDEN | 5A | n/a
1983 | ESSEX | 5A | n/a
1469 | MIDDLESEX | 5A | n/a
2666 | BARNSTABLE | 5A | n/a
1376 | FRANKLIN | 5A | n/a
1879 | MIDDLESEX | 5A | n/a
1264 | BERKSHIRE | 5A | n/a
1568 | WORCESTER | 5A | n/a
1569 | WORCESTER | 5A | n/a
1718 | MIDDLESEX | 5A | n/a
2568 | DUKES | 5A | n/a
2468 | MIDDLESEX | 5A | n/a
1880 | MIDDLESEX | 5A | n/a
1081 | HAMPDEN | 5A | n/a
2081 | NORFOLK | 5A | n/a
2451 | MIDDLESEX | 5A | n/a
2452 | MIDDLESEX | 5A | n/a
2453 | MIDDLESEX | 5A | n/a
2454 | MIDDLESEX | 5A | n/a
1082 | HAMPSHIRE | 5A | n/a
2571 | PLYMOUTH | 5A | n/a
1083 | WORCESTER | 5A | n/a
1378 | FRANKLIN | 5A | n/a
2471 | MIDDLESEX | 5A | n/a
2472 | MIDDLESEX | 5A | n/a
2479 | MIDDLESEX | 5A | n/a
1778 | MIDDLESEX | 5A | n/a
1570 | WORCESTER | 5A | n/a
2482 | NORFOLK | 5A | n/a
2481 | NORFOLK | 5A | n/a
2667 | BARNSTABLE | 5A | n/a
1379 | FRANKLIN | 5A | n/a
1380 | FRANKLIN | 5A | n/a
1984 | ESSEX | 5A | n/a
2668 | BARNSTABLE | 5A | n/a
1885 | ESSEX | 5A | n/a
1583 | WORCESTER | 5A | n/a
2379 | PLYMOUTH | 5A | n/a
1585 | WORCESTER | 5A | n/a
2669 | BARNSTABLE | 5A | n/a
1084 | HAMPSHIRE | 5A | n/a
2670 | BARNSTABLE | 5A | n/a
2574 | BARNSTABLE | 5A | n/a
1472 | MIDDLESEX | 5A | n/a
2671 | BARNSTABLE | 5A | n/a
1088 | HAMPSHIRE | 5A | n/a
2672 | BARNSTABLE | 5A | n/a
2156 | MIDDLESEX | 5A | n/a
1985 | ESSEX | 5A | n/a
2465 | MIDDLESEX | 5A | n/a
2132 | SUFFOLK | 5A | n/a
1089 | HAMPDEN | 5A | n/a
1090 | HAMPDEN | 5A | n/a
1266 | BERKSHIRE | 5A | n/a
2575 | DUKES | 5A | n/a
1474 | MIDDLESEX | 5A | n/a
2576 | PLYMOUTH | 5A | n/a
1092 | WORCESTER | 5A | n/a
2673 | BARNSTABLE | 5A | n/a
1581 | WORCESTER | 5A | n/a
1085 | HAMPDEN | 5A | n/a
1086 | HAMPDEN | 5A | n/a
1886 | MIDDLESEX | 5A | n/a
1441 | WORCESTER | 5A | n/a
1473 | WORCESTER | 5A | n/a
2493 | MIDDLESEX | 5A | n/a
2790 | BRISTOL | 5A | n/a
2791 | BRISTOL | 5A | n/a
2090 | NORFOLK | 5A | n/a
2188 | NORFOLK | 5A | n/a
1093 | FRANKLIN | 5A | n/a
1094 | WORCESTER | 5A | n/a
2381 | PLYMOUTH | 5A | n/a
1588 | WORCESTER | 5A | n/a
2382 | PLYMOUTH | 5A | n/a
1095 | HAMPDEN | 5A | n/a
1096 | HAMPSHIRE | 5A | n/a
1267 | BERKSHIRE | 5A | n/a
1887 | MIDDLESEX | 5A | n/a
1475 | WORCESTER | 5A | n/a
1477 | WORCESTER | 5A | n/a
1890 | MIDDLESEX | 5A | n/a
1270 | BERKSHIRE | 5A | n/a
2152 | SUFFOLK | 5A | n/a
1801 | MIDDLESEX | 5A | n/a
1815 | MIDDLESEX | 5A | n/a
1888 | MIDDLESEX | 5A | n/a
2543 | BARNSTABLE | 5A | n/a
1784 | MIDDLESEX | 5A | n/a
1601 | WORCESTER | 5A | n/a
1602 | WORCESTER | 5A | n/a
1603 | WORCESTER | 5A | n/a
1604 | WORCESTER | 5A | n/a
1605 | WORCESTER | 5A | n/a
1606 | WORCESTER | 5A | n/a
1607 | WORCESTER | 5A | n/a
1608 | WORCESTER | 5A | n/a
1609 | WORCESTER | 5A | n/a
1610 | WORCESTER | 5A | n/a
1613 | WORCESTER | 5A | n/a
1614 | WORCESTER | 5A | n/a
1615 | WORCESTER | 5A | n/a
1653 | WORCESTER | 5A | n/a
1655 | WORCESTER | 5A | n/a
1098 | HAMPSHIRE | 5A | n/a
2093 | NORFOLK | 5A | n/a
2675 | BARNSTABLE | 5A | n/a

## Cycle Calculation
MediumOffice | #NAME? |  |  |  |  | Duty Cycle (minutes off/hr) | #NAME?
Date | TempRange | hour | power | oat | range | Cycle | #NAME? | DR% | DR (kW)
| #REF! | 1 | #REF! | #REF! | #REF! | #NAME? | #NAME? | #REF! | #REF!
| #REF! | 1 | #REF! | #REF! | #REF! | #NAME? | #NAME? | #REF! | #REF!
| #REF! | 1 | #REF! | #REF! | #REF! | #NAME? | #NAME? | #REF! | #REF!
| #REF! | 1 | #REF! | #REF! | #REF! | #NAME? | #NAME? | #REF! | #REF!
| #REF! | 2 | #REF! | #REF! | #REF! | #NAME? | #NAME? | #REF! | #REF!
| #REF! | 2 | #REF! | #REF! | #REF! | #NAME? | #NAME? | #REF! | #REF!
| #REF! | 2 | #REF! | #REF! | #REF! | #NAME? | #NAME? | #REF! | #REF!
| #REF! | 2 | #REF! | #REF! | #REF! | #NAME? | #NAME? | #REF! | #REF!
| #REF! | 3 | #REF! | #REF! | #REF! | #NAME? | #NAME? | #REF! | #REF!
| #REF! | 3 | #REF! | #REF! | #REF! | #NAME? | #NAME? | #REF! | #REF!
| #REF! | 3 | #REF! | #REF! | #REF! | #NAME? | #NAME? | #REF! | #REF!
| #REF! | 3 | #REF! | #REF! | #REF! | #NAME? | #NAME? | #REF! | #REF!
| #REF! | 4 | #REF! | #REF! | #REF! | #NAME? | #NAME? | #REF! | #REF!
| #REF! | 4 | #REF! | #REF! | #REF! | #NAME? | #NAME? | #REF! | #REF!
| #REF! | 4 | #REF! | #REF! | #REF! | #NAME? | #NAME? | #REF! | #REF!
| #REF! | 4 | #REF! | #REF! | #REF! | #NAME? | #NAME? | #REF! | #REF!
[6 empty] | Duty Cycle (minutes off/hr) | #NAME?
| TempRange | hour | power | oat | range | Cycle | #NAME? | DR% | DR (kW)
| #REF! | 1 | #REF! | #REF! | #REF! | #NAME? | #NAME? | #REF! | #REF!
| #REF! | 1 | #REF! | #REF! | #REF! | #NAME? | #NAME? | #REF! | #REF!
| #REF! | 1 | #REF! | #REF! | #REF! | #NAME? | #NAME? | #REF! | #REF!
| #REF! | 1 | #REF! | #REF! | #REF! | #NAME? | #NAME? | #REF! | #REF!
| #REF! | 2 | #REF! | #REF! | #REF! | #NAME? | #NAME? | #REF! | #REF!
| #REF! | 2 | #REF! | #REF! | #REF! | #NAME? | #NAME? | #REF! | #REF!
| #REF! | 2 | #REF! | #REF! | #REF! | #NAME? | #NAME? | #REF! | #REF!
| #REF! | 2 | #REF! | #REF! | #REF! | #NAME? | #NAME? | #REF! | #REF!
| #REF! | 3 | #REF! | #REF! | #REF! | #NAME? | #NAME? | #REF! | #REF!
| #REF! | 3 | #REF! | #REF! | #REF! | #NAME? | #NAME? | #REF! | #REF!
| #REF! | 3 | #REF! | #REF! | #REF! | #NAME? | #NAME? | #REF! | #REF!
| #REF! | 3 | #REF! | #REF! | #REF! | #NAME? | #NAME? | #REF! | #REF!
| #REF! | 4 | #REF! | #REF! | #REF! | #NAME? | #NAME? | #REF! | #REF!
| #REF! | 4 | #REF! | #REF! | #REF! | #NAME? | #NAME? | #REF! | #REF!
| #REF! | 4 | #REF! | #REF! | #REF! | #NAME? | #NAME? | #REF! | #REF!
| #REF! | 4 | #REF! | #REF! | #REF! | #NAME? | #NAME? | #REF! | #REF!
[6 empty] | Duty Cycle (minutes off/hr) | #NAME?
| TempRange | hour | power | oat | range | Cycle | #NAME? | DR% | DR (kW)
| #REF! | 1 | #REF! | #REF! | #REF! | #NAME? | #NAME? | #REF! | #REF!
| #REF! | 1 | #REF! | #REF! | #REF! | #NAME? | #NAME? | #REF! | #REF!
| #REF! | 1 | #REF! | #REF! | #REF! | #NAME? | #NAME? | #REF! | #REF!
| #REF! | 1 | #REF! | #REF! | #REF! | #NAME? | #NAME? | #REF! | #REF!
| #REF! | 2 | #REF! | #REF! | #REF! | #NAME? | #NAME? | #REF! | #REF!
| #REF! | 2 | #REF! | #REF! | #REF! | #NAME? | #NAME? | #REF! | #REF!
| #REF! | 2 | #REF! | #REF! | #REF! | #NAME? | #NAME? | #REF! | #REF!
| #REF! | 2 | #REF! | #REF! | #REF! | #NAME? | #NAME? | #REF! | #REF!
| #REF! | 3 | #REF! | #REF! | #REF! | #NAME? | #NAME? | #REF! | #REF!
| #REF! | 3 | #REF! | #REF! | #REF! | #NAME? | #NAME? | #REF! | #REF!
| #REF! | 3 | #REF! | #REF! | #REF! | #NAME? | #NAME? | #REF! | #REF!
| #REF! | 3 | #REF! | #REF! | #REF! | #NAME? | #NAME? | #REF! | #REF!
| #REF! | 4 | #REF! | #REF! | #REF! | #NAME? | #NAME? | #REF! | #REF!
| #REF! | 4 | #REF! | #REF! | #REF! | #NAME? | #NAME? | #REF! | #REF!
| #REF! | 4 | #REF! | #REF! | #REF! | #NAME? | #NAME? | #REF! | #REF!
| #REF! | 4 | #REF! | #REF! | #REF! | #NAME? | #NAME? | #REF! | #REF!
[6 empty] | Duty Cycle (minutes off/hr) | #NAME?
| TempRange | hour | power | oat | range | Cycle | #NAME? | DR% | DR (kW)
| #REF! | 1 | #REF! | #REF! | #REF! | #NAME? | #NAME? | #REF! | #REF!
| #REF! | 1 | #REF! | #REF! | #REF! | #NAME? | #NAME? | #REF! | #REF!
| #REF! | 1 | #REF! | #REF! | #REF! | #NAME? | #NAME? | #REF! | #REF!
| #REF! | 1 | #REF! | #REF! | #REF! | #NAME? | #NAME? | #REF! | #REF!
| #REF! | 2 | #REF! | #REF! | #REF! | #NAME? | #NAME? | #REF! | #REF!
| #REF! | 2 | #REF! | #REF! | #REF! | #NAME? | #NAME? | #REF! | #REF!
| #REF! | 2 | #REF! | #REF! | #REF! | #NAME? | #NAME? | #REF! | #REF!
| #REF! | 2 | #REF! | #REF! | #REF! | #NAME? | #NAME? | #REF! | #REF!
| #REF! | 3 | #REF! | #REF! | #REF! | #NAME? | #NAME? | #REF! | #REF!
| #REF! | 3 | #REF! | #REF! | #REF! | #NAME? | #NAME? | #REF! | #REF!
| #REF! | 3 | #REF! | #REF! | #REF! | #NAME? | #NAME? | #REF! | #REF!
| #REF! | 3 | #REF! | #REF! | #REF! | #NAME? | #NAME? | #REF! | #REF!
| #REF! | 4 | #REF! | #REF! | #REF! | #NAME? | #NAME? | #REF! | #REF!
| #REF! | 4 | #REF! | #REF! | #REF! | #NAME? | #NAME? | #REF! | #REF!
| #REF! | 4 | #REF! | #REF! | #REF! | #NAME? | #NAME? | #REF! | #REF!
| #REF! | 4 | #REF! | #REF! | #REF! | #NAME? | #NAME? | #REF! | #REF!
[6 empty] | Duty Cycle (minutes off/hr) | #NAME?
| TempRange | hour | power | oat | range | Cycle | #NAME? | DR% | DR (kW)
| #REF! | 1 | #REF! | #REF! | #REF! | #NAME? | #NAME? | #REF! | #REF!
| #REF! | 1 | #REF! | #REF! | #REF! | #NAME? | #NAME? | #REF! | #REF!
| #REF! | 1 | #REF! | #REF! | #REF! | #NAME? | #NAME? | #REF! | #REF!
| #REF! | 1 | #REF! | #REF! | #REF! | #NAME? | #NAME? | #REF! | #REF!
| #REF! | 2 | #REF! | #REF! | #REF! | #NAME? | #NAME? | #REF! | #REF!
| #REF! | 2 | #REF! | #REF! | #REF! | #NAME? | #NAME? | #REF! | #REF!
| #REF! | 2 | #REF! | #REF! | #REF! | #NAME? | #NAME? | #REF! | #REF!
| #REF! | 2 | #REF! | #REF! | #REF! | #NAME? | #NAME? | #REF! | #REF!
| #REF! | 3 | #REF! | #REF! | #REF! | #NAME? | #NAME? | #REF! | #REF!
| #REF! | 3 | #REF! | #REF! | #REF! | #NAME? | #NAME? | #REF! | #REF!
| #REF! | 3 | #REF! | #REF! | #REF! | #NAME? | #NAME? | #REF! | #REF!
| #REF! | 3 | #REF! | #REF! | #REF! | #NAME? | #NAME? | #REF! | #REF!
| #REF! | 4 | #REF! | #REF! | #REF! | #NAME? | #NAME? | #REF! | #REF!
| #REF! | 4 | #REF! | #REF! | #REF! | #NAME? | #NAME? | #REF! | #REF!
| #REF! | 4 | #REF! | #REF! | #REF! | #NAME? | #NAME? | #REF! | #REF!
| #REF! | 4 | #REF! | #REF! | #REF! | #NAME? | #NAME? | #REF! | #REF!
[6 empty] | Duty Cycle (minutes off/hr) | #NAME?
| TempRange | hour | power | oat | range | Cycle | #NAME? | DR% | DR (kW)
| #REF! | 1 | #REF! | #REF! | #REF! | #NAME? | #NAME? | #REF! | #REF!
| #REF! | 1 | #REF! | #REF! | #REF! | #NAME? | #NAME? | #REF! | #REF!
| #REF! | 1 | #REF! | #REF! | #REF! | #NAME? | #NAME? | #REF! | #REF!
| #REF! | 1 | #REF! | #REF! | #REF! | #NAME? | #NAME? | #REF! | #REF!
| #REF! | 2 | #REF! | #REF! | #REF! | #NAME? | #NAME? | #REF! | #REF!
| #REF! | 2 | #REF! | #REF! | #REF! | #NAME? | #NAME? | #REF! | #REF!
| #REF! | 2 | #REF! | #REF! | #REF! | #NAME? | #NAME? | #REF! | #REF!
| #REF! | 2 | #REF! | #REF! | #REF! | #NAME? | #NAME? | #REF! | #REF!
| #REF! | 3 | #REF! | #REF! | #REF! | #NAME? | #NAME? | #REF! | #REF!
| #REF! | 3 | #REF! | #REF! | #REF! | #NAME? | #NAME? | #REF! | #REF!
| #REF! | 3 | #REF! | #REF! | #REF! | #NAME? | #NAME? | #REF! | #REF!
| #REF! | 3 | #REF! | #REF! | #REF! | #NAME? | #NAME? | #REF! | #REF!
| #REF! | 4 | #REF! | #REF! | #REF! | #NAME? | #NAME? | #REF! | #REF!
| #REF! | 4 | #REF! | #REF! | #REF! | #NAME? | #NAME? | #REF! | #REF!
| #REF! | 4 | #REF! | #REF! | #REF! | #NAME? | #NAME? | #REF! | #REF!
| #REF! | 4 | #REF! | #REF! | #REF! | #NAME? | #NAME? | #REF! | #REF!
[6 empty] | Duty Cycle (minutes off/hr) | #NAME?
| TempRange | hour | power | oat | range | Cycle | #NAME? | DR% | DR (kW)
| #REF! | 1 | #REF! | #REF! | #REF! | #NAME? | #NAME? | #REF! | #REF!
| #REF! | 1 | #REF! | #REF! | #REF! | #NAME? | #NAME? | #REF! | #REF!
| #REF! | 1 | #REF! | #REF! | #REF! | #NAME? | #NAME? | #REF! | #REF!
| #REF! | 1 | #REF! | #REF! | #REF! | #NAME? | #NAME? | #REF! | #REF!
| #REF! | 2 | #REF! | #REF! | #REF! | #NAME? | #NAME? | #REF! | #REF!
| #REF! | 2 | #REF! | #REF! | #REF! | #NAME? | #NAME? | #REF! | #REF!
| #REF! | 2 | #REF! | #REF! | #REF! | #NAME? | #NAME? | #REF! | #REF!
| #REF! | 2 | #REF! | #REF! | #REF! | #NAME? | #NAME? | #REF! | #REF!
| #REF! | 3 | #REF! | #REF! | #REF! | #NAME? | #NAME? | #REF! | #REF!
| #REF! | 3 | #REF! | #REF! | #REF! | #NAME? | #NAME? | #REF! | #REF!
| #REF! | 3 | #REF! | #REF! | #REF! | #NAME? | #NAME? | #REF! | #REF!
| #REF! | 3 | #REF! | #REF! | #REF! | #NAME? | #NAME? | #REF! | #REF!
| #REF! | 4 | #REF! | #REF! | #REF! | #NAME? | #NAME? | #REF! | #REF!
| #REF! | 4 | #REF! | #REF! | #REF! | #NAME? | #NAME? | #REF! | #REF!
| #REF! | 4 | #REF! | #REF! | #REF! | #NAME? | #NAME? | #REF! | #REF!
| #REF! | 4 | #REF! | #REF! | #REF! | #NAME? | #NAME? | #REF! | #REF!

## GTA Calculation
MediumOffice | n/a | 5A | MA
measureId | Precool (°F) | Temp Reset (°F) | DR Event Hour (2PM to 6PM) | slope1_pct | intercept1_pct | slope2_pct | intercept2_pct | slope1_W_ft2 | intercept1_W_ft2 | slope2_W_ft2 | intercept2_W_ft2 | oat | power | DR% | DR (kW) | DR_W/ft2
MAMediumOffice021 | 0 | 2 | 1 | 0.18421 | -11.3783 | 0.67483 | -48.0676 | 0.0046662 | -0.27525 | 0.02402 | -1.7389 | 100 | 200 | 0.19415 | 38.8307 | 0.66306
MAMediumOffice022 | 0 | 2 | 2 | 0.20085 | -11.9559 | 0.57601 | -39.5593 | 0.0054199 | -0.31982 | 0.020036 | -1.4121 | 98 | 230 | 0.16889 | 38.8455 | 0.55148
MAMediumOffice023 | 0 | 2 | 3 | 0.21858 | -12.8395 | 0.54745 | -37.1827 | 0.006188 | -0.3576 | 0.01965 | -1.3705 | 87 | 240 | 0.10446 | 25.0696 | 0.33908
MAMediumOffice024 | 0 | 2 | 4 | 0.11823 | -7.3472 | 0.47611 | -33.4499 | 0.0019996 | -0.10594 | 0.015025 | -1.0803 | 87 | 230 | 0.07972 | 18.3356 | 0.22691

## shed_database
measureId | measureId2 | baseTstat | startTime | endTime | precool | reset | hour | slope1_pct | intercept1_pct | slope2_pct | intercept2_pct | slope1_W_ft2 | intercept1_W_ft2 | slope2_W_ft2 | intercept2_W_ft2
SmallOffice_Pre1980_2A_74_16_19_0_0 | SmallOffice_Pre1980_2A_74_16_19_0_0_16 | 74 | 16 | 19 | 0 | 0 | 16 | 0 | 0 | 0 | 0 | 0 | 0 | 0 | 0
SmallOffice_Pre1980_2A_74_16_19_0_0 | SmallOffice_Pre1980_2A_74_16_19_0_0_17 | 74 | 16 | 19 | 0 | 0 | 17 | 0 | 0 | 0 | 0 | 0 | 0 | 0 | 0
SmallOffice_Pre1980_2A_74_16_19_0_0 | SmallOffice_Pre1980_2A_74_16_19_0_0_18 | 74 | 16 | 19 | 0 | 0 | 18 | 0 | 0 | 0 | 0 | 0 | 0 | 0 | 0
SmallOffice_Pre1980_2A_74_16_19_0_2 | SmallOffice_Pre1980_2A_74_16_19_0_2_16 | 74 | 16 | 19 | 0 | 2 | 16 | 0.00074814 | 0.017054 | 9.8279e-05 | 0.066897 | 0.0058089 | -0.10388 | 0.0067073 | -0.16723
SmallOffice_Pre1980_2A_74_16_19_0_2 | SmallOffice_Pre1980_2A_74_16_19_0_2_17 | 74 | 16 | 19 | 0 | 2 | 17 | -9.0734e-05 | 0.072972 | -0.00021347 | 0.086495 | 0.0030078 | -0.013116 | 0.0045998 | -0.12486
SmallOffice_Pre1980_2A_74_16_19_0_2 | SmallOffice_Pre1980_2A_74_16_19_0_2_18 | 74 | 16 | 19 | 0 | 2 | 18 | 0.00091486 | 0.0045979 | -0.00028385 | 0.095823 | 0.0048141 | -0.17256 | 0.0039174 | -0.10112
SmallOffice_Pre1980_2A_74_16_19_0_4 | SmallOffice_Pre1980_2A_74_16_19_0_4_16 | 74 | 16 | 19 | 0 | 4 | 16 | 0.0015883 | 0.028552 | -0.00034674 | 0.1797 | 0.012086 | -0.23658 | 0.010384 | -0.080181
SmallOffice_Pre1980_2A_74_16_19_0_4 | SmallOffice_Pre1980_2A_74_16_19_0_4_17 | 74 | 16 | 19 | 0 | 4 | 17 | 9.9062e-05 | 0.12211 | -0.00044004 | 0.17228 | 0.0066738 | -0.084542 | 0.0089217 | -0.23306
SmallOffice_Pre1980_2A_74_16_19_0_4 | SmallOffice_Pre1980_2A_74_16_19_0_4_18 | 74 | 16 | 19 | 0 | 4 | 18 | 0.0021062 | -0.016821 | -0.00043237 | 0.17746 | 0.010038 | -0.38966 | 0.0080575 | -0.22951
SmallOffice_Pre1980_2A_74_16_19_0_6 | SmallOffice_Pre1980_2A_74_16_19_0_6_16 | 74 | 16 | 19 | 0 | 6 | 16 | 0.0022712 | 0.031464 | 0.0012454 | 0.11601 | 0.016993 | -0.35887 | 0.02525 | -0.95545
SmallOffice_Pre1980_2A_74_16_19_0_6 | SmallOffice_Pre1980_2A_74_16_19_0_6_17 | 74 | 16 | 19 | 0 | 6 | 17 | 0.0003366 | 0.16141 | -0.00023172 | 0.21794 | 0.010173 | -0.16353 | 0.014768 | -0.48186
SmallOffice_Pre1980_2A_74_16_19_0_6 | SmallOffice_Pre1980_2A_74_16_19_0_6_18 | 74 | 16 | 19 | 0 | 6 | 18 | 0.0037512 | -0.076821 | -0.00036168 | 0.23695 | 0.01603 | -0.67658 | 0.012677 | -0.40957
SmallOffice_Pre1980_2A_74_16_19_2_0 | SmallOffice_Pre1980_2A_74_16_19_2_0_16 | 74 | 16 | 19 | 2 | 0 | 16 | 0.00031898 | 0.011532 | -0.00041058 | 0.069162 | 0.0026284 | -0.036213 | 0.00034914 | 0.15299
SmallOffice_Pre1980_2A_74_16_19_2_0 | SmallOffice_Pre1980_2A_74_16_19_2_0_17 | 74 | 16 | 19 | 2 | 0 | 17 | -0.00013948 | 0.027333 | -0.00029221 | 0.040589 | 0.00044518 | 0.020975 | 2.709e-05 | 0.058604
SmallOffice_Pre1980_2A_74_16_19_2_0 | SmallOffice_Pre1980_2A_74_16_19_2_0_18 | 74 | 16 | 19 | 2 | 0 | 18 | 0.00011522 | 0.0047543 | -0.00022021 | 0.029687 | 0.00076396 | -0.022813 | 7.8498e-06 | 0.034503
SmallOffice_Pre1980_2A_74_16_19_2_2 | SmallOffice_Pre1980_2A_74_16_19_2_2_16 | 74 | 16 | 19 | 2 | 2 | 16 | 0.0012277 | 0.022721 | -0.00077302 | 0.17499 | 0.0093532 | -0.18072 | 0.0045756 | 0.19355
SmallOffice_Pre1980_2A_74_16_19_2_2 | SmallOffice_Pre1980_2A_74_16_19_2_2_17 | 74 | 16 | 19 | 2 | 2 | 17 | -0.00016773 | 0.096062 | -0.00057507 | 0.13274 | 0.0036509 | -0.0055596 | 0.0043179 | -0.041132
SmallOffice_Pre1980_2A_74_16_19_2_2 | SmallOffice_Pre1980_2A_74_16_19_2_2_18 | 74 | 16 | 19 | 2 | 2 | 18 | 0.0011117 | 0.0032705 | -0.00052526 | 0.12724 | 0.0057583 | -0.20884 | 0.0038506 | -0.060569
SmallOffice_Pre1980_2A_74_16_19_2_4 | SmallOffice_Pre1980_2A_74_16_19_2_4_16 | 74 | 16 | 19 | 2 | 4 | 16 | 0.0020295 | 0.023034 | 0.00018543 | 0.17312 | 0.015001 | -0.32983 | 0.01636 | -0.37877
SmallOffice_Pre1980_2A_74_16_19_2_4 | SmallOffice_Pre1980_2A_74_16_19_2_4_17 | 74 | 16 | 19 | 2 | 4 | 17 | 0.00013388 | 0.13529 | -0.00054411 | 0.19754 | 0.0075619 | -0.10027 | 0.0097529 | -0.23958
SmallOffice_Pre1980_2A_74_16_19_2_4 | SmallOffice_Pre1980_2A_74_16_19_2_4_18 | 74 | 16 | 19 | 2 | 4 | 18 | 0.0023172 | -0.02046 | -0.00057941 | 0.20121 | 0.010965 | -0.42781 | 0.0083129 | -0.21495
SmallOffice_Pre1980_2A_74_16_19_2_6 | SmallOffice_Pre1980_2A_74_16_19_2_6_16 | 74 | 16 | 19 | 2 | 6 | 16 | 0.0035129 | -0.045341 | 0.001244 | 0.14007 | 0.023024 | -0.73677 | 0.027211 | -0.99393
SmallOffice_Pre1980_2A_74_16_19_2_6 | SmallOffice_Pre1980_2A_74_16_19_2_6_17 | 74 | 16 | 19 | 2 | 6 | 17 | 0.00062809 | 0.15484 | -0.00047612 | 0.2539 | 0.011781 | -0.23493 | 0.014902 | -0.43427
SmallOffice_Pre1980_2A_74_16_19_2_6 | SmallOffice_Pre1980_2A_74_16_19_2_6_18 | 74 | 16 | 19 | 2 | 6 | 18 | 0.004306 | -0.10568 | -0.00055827 | 0.26442 | 0.017722 | -0.77092 | 0.012738 | -0.38022
SmallOffice_Post1980_2A_74_16_19_0_0 | SmallOffice_Post1980_2A_74_16_19_0_0_16 | 74 | 16 | 19 | 0 | 0 | 16 | 0 | 0 | 0 | 0 | 0 | 0 | 0 | 0
SmallOffice_Post1980_2A_74_16_19_0_0 | SmallOffice_Post1980_2A_74_16_19_0_0_17 | 74 | 16 | 19 | 0 | 0 | 17 | 0 | 0 | 0 | 0 | 0 | 0 | 0 | 0
SmallOffice_Post1980_2A_74_16_19_0_0 | SmallOffice_Post1980_2A_74_16_19_0_0_18 | 74 | 16 | 19 | 0 | 0 | 18 | 0 | 0 | 0 | 0 | 0 | 0 | 0 | 0
SmallOffice_Post1980_2A_74_16_19_0_2 | SmallOffice_Post1980_2A_74_16_19_0_2_16 | 74 | 16 | 19 | 0 | 2 | 16 | 8.8866e-05 | 0.078042 | 0.00016472 | 0.076402 | 0.0030776 | 0.12122 | 0.0066673 | -0.13134
SmallOffice_Post1980_2A_74_16_19_0_2 | SmallOffice_Post1980_2A_74_16_19_0_2_17 | 74 | 16 | 19 | 0 | 2 | 17 | -0.00022027 | 0.099382 | -0.00027046 | 0.10814 | 0.0025383 | 0.043022 | 0.0044071 | -0.082634
SmallOffice_Post1980_2A_74_16_19_0_2 | SmallOffice_Post1980_2A_74_16_19_0_2_18 | 74 | 16 | 19 | 0 | 2 | 18 | 0.00094082 | 0.021219 | -0.00042293 | 0.12462 | 0.0054553 | -0.19912 | 0.0037454 | -0.065795
SmallOffice_Post1980_2A_74_16_19_0_4 | SmallOffice_Post1980_2A_74_16_19_0_4_16 | 74 | 16 | 19 | 0 | 4 | 16 | 0.0014992 | 0.054375 | 0.00081765 | 0.10888 | 0.011123 | -0.14196 | 0.015601 | -0.46581
SmallOffice_Post1980_2A_74_16_19_0_4 | SmallOffice_Post1980_2A_74_16_19_0_4_17 | 74 | 16 | 19 | 0 | 4 | 17 | -0.00021254 | 0.17494 | -0.00031155 | 0.19359 | 0.005439 | 0.04018 | 0.0093911 | -0.22456
SmallOffice_Post1980_2A_74_16_19_0_4 | SmallOffice_Post1980_2A_74_16_19_0_4_18 | 74 | 16 | 19 | 0 | 4 | 18 | 0.0027516 | -0.028305 | -0.00060797 | 0.22524 | 0.012311 | -0.51656 | 0.0079367 | -0.17979
SmallOffice_Post1980_2A_74_16_19_0_6 | SmallOffice_Post1980_2A_74_16_19_0_6_16 | 74 | 16 | 19 | 0 | 6 | 16 | 0.0030229 | -0.0063412 | 0.0019494 | 0.081976 | 0.018899 | -0.50238 | 0.025822 | -0.99854
SmallOffice_Post1980_2A_74_16_19_0_6 | SmallOffice_Post1980_2A_74_16_19_0_6_17 | 74 | 16 | 19 | 0 | 6 | 17 | 0.00071998 | 0.17547 | -0.00011388 | 0.25203 | 0.010425 | -0.13544 | 0.014813 | -0.42626
SmallOffice_Post1980_2A_74_16_19_0_6 | SmallOffice_Post1980_2A_74_16_19_0_6_18 | 74 | 16 | 19 | 0 | 6 | 18 | 0.007285 | -0.28342 | -0.00069883 | 0.3132 | 0.024148 | -1.2128 | 0.012129 | -0.30691
SmallOffice_Post1980_2A_74_16_19_2_0 | SmallOffice_Post1980_2A_74_16_19_2_0_16 | 74 | 16 | 19 | 2 | 0 | 16 | -0.000399 | 0.071623 | -0.00023246 | 0.064352 | -0.00017332 | 0.18674 | 0.0015894 | 0.079464
SmallOffice_Post1980_2A_74_16_19_2_0 | SmallOffice_Post1980_2A_74_16_19_2_0_17 | 74 | 16 | 19 | 2 | 0 | 17 | -0.00022646 | 0.040728 | -0.00022251 | 0.042141 | 0.00031415 | 0.043449 | 0.00063806 | 0.025264
SmallOffice_Post1980_2A_74_16_19_2_0 | SmallOffice_Post1980_2A_74_16_19_2_0_18 | 74 | 16 | 19 | 2 | 0 | 18 | 4.7543e-05 | 0.01491 | -0.00018077 | 0.03171 | 0.00082114 | -0.019328 | 0.00038481 | 0.013687
SmallOffice_Post1980_2A_74_16_19_2_2 | SmallOffice_Post1980_2A_74_16_19_2_2_16 | 74 | 16 | 19 | 2 | 2 | 16 | 0.0012499 | 0.038625 | -0.00028314 | 0.15991 | 0.0090384 | -0.12866 | 0.0070903 | 0.051091
SmallOffice_Post1980_2A_74_16_19_2_2 | SmallOffice_Post1980_2A_74_16_19_2_2_17 | 74 | 16 | 19 | 2 | 2 | 17 | -0.00033404 | 0.1316 | -0.00051512 | 0.1526 | 0.0031471 | 0.064303 | 0.0049655 | -0.049052
SmallOffice_Post1980_2A_74_16_19_2_2 | SmallOffice_Post1980_2A_74_16_19_2_2_18 | 74 | 16 | 19 | 2 | 2 | 18 | 0.001204 | 0.020341 | -0.00061766 | 0.15784 | 0.0067033 | -0.24967 | 0.0040999 | -0.048606
SmallOffice_Post1980_2A_74_16_19_2_4 | SmallOffice_Post1980_2A_74_16_19_2_4_16 | 74 | 16 | 19 | 2 | 4 | 16 | 0.0021243 | 0.036041 | 0.0012525 | 0.10951 | 0.014555 | -0.28038 | 0.020105 | -0.66622
SmallOffice_Post1980_2A_74_16_19_2_4 | SmallOffice_Post1980_2A_74_16_19_2_4_17 | 74 | 16 | 19 | 2 | 4 | 17 | -0.00028237 | 0.20171 | -0.00040002 | 0.22405 | 0.0061032 | 0.051397 | 0.010468 | -0.23715
SmallOffice_Post1980_2A_74_16_19_2_4 | SmallOffice_Post1980_2A_74_16_19_2_4_18 | 74 | 16 | 19 | 2 | 4 | 18 | 0.0033997 | -0.057999 | -0.00075894 | 0.25477 | 0.014262 | -0.6201 | 0.0084149 | -0.17293
SmallOffice_Post1980_2A_74_16_19_2_6 | SmallOffice_Post1980_2A_74_16_19_2_6_16 | 74 | 16 | 19 | 2 | 6 | 16 | 0.0039481 | -0.059187 | 0.002233 | 0.083081 | 0.022966 | -0.73938 | 0.028752 | -1.1252
SmallOffice_Post1980_2A_74_16_19_2_6 | SmallOffice_Post1980_2A_74_16_19_2_6_17 | 74 | 16 | 19 | 2 | 6 | 17 | 0.002024 | 0.0993 | -0.00016716 | 0.27766 | 0.01449 | -0.37981 | 0.015886 | -0.4447
SmallOffice_Post1980_2A_74_16_19_2_6 | SmallOffice_Post1980_2A_74_16_19_2_6_18 | 74 | 16 | 19 | 2 | 6 | 18 | 0.0086068 | -0.36551 | -0.00084154 | 0.34181 | 0.027309 | -1.4117 | 0.012613 | -0.30115
MediumOffice_Pre1980_2A_74_16_19_0_0 | MediumOffice_Pre1980_2A_74_16_19_0_0_16 | 74 | 16 | 19 | 0 | 0 | 16 | 0 | 0 | 0 | 0 | 0 | 0 | 0 | 0
MediumOffice_Pre1980_2A_74_16_19_0_0 | MediumOffice_Pre1980_2A_74_16_19_0_0_17 | 74 | 16 | 19 | 0 | 0 | 17 | 0 | 0 | 0 | 0 | 0 | 0 | 0 | 0
MediumOffice_Pre1980_2A_74_16_19_0_0 | MediumOffice_Pre1980_2A_74_16_19_0_0_18 | 74 | 16 | 19 | 0 | 0 | 18 | 0 | 0 | 0 | 0 | 0 | 0 | 0 | 0
MediumOffice_Pre1980_2A_74_16_19_0_2 | MediumOffice_Pre1980_2A_74_16_19_0_2_16 | 74 | 16 | 19 | 0 | 2 | 16 | 0.00061929 | 0.019612 | 0.00031712 | 0.042834 | 0.0042406 | -0.034161 | 0.0060476 | -0.16751
MediumOffice_Pre1980_2A_74_16_19_0_2 | MediumOffice_Pre1980_2A_74_16_19_0_2_17 | 74 | 16 | 19 | 0 | 2 | 17 | 3.0506e-05 | 0.053996 | 6.9885e-05 | 0.055095 | 0.0019799 | 0.050841 | 0.0042411 | -0.10562
MediumOffice_Pre1980_2A_74_16_19_0_2 | MediumOffice_Pre1980_2A_74_16_19_0_2_18 | 74 | 16 | 19 | 0 | 2 | 18 | 0.00097519 | 0.00017668 | -0.00013306 | 0.083796 | 0.0050199 | -0.186 | 0.0037285 | -0.087035
MediumOffice_Pre1980_2A_74_16_19_0_4 | MediumOffice_Pre1980_2A_74_16_19_0_4_16 | 74 | 16 | 19 | 0 | 4 | 16 | 0.0013704 | 0.032255 | 7.2112e-05 | 0.13533 | 0.0091059 | -0.10253 | 0.0091739 | -0.078364
MediumOffice_Pre1980_2A_74_16_19_0_4 | MediumOffice_Pre1980_2A_74_16_19_0_4_17 | 74 | 16 | 19 | 0 | 4 | 17 | 6.9276e-05 | 0.10407 | 0.00015759 | 0.10697 | 0.0039049 | 0.094401 | 0.0084057 | -0.21165
MediumOffice_Pre1980_2A_74_16_19_0_4 | MediumOffice_Pre1980_2A_74_16_19_0_4_18 | 74 | 16 | 19 | 0 | 4 | 18 | 0.0023534 | -0.033486 | -0.00017161 | 0.15698 | 0.010763 | -0.43594 | 0.007584 | -0.1928
MediumOffice_Pre1980_2A_74_16_19_0_6 | MediumOffice_Pre1980_2A_74_16_19_0_6_16 | 74 | 16 | 19 | 0 | 6 | 16 | 0.0014206 | 0.075819 | 0.0016125 | 0.068942 | 0.010604 | -0.011007 | 0.021396 | -0.79411
MediumOffice_Pre1980_2A_74_16_19_0_6 | MediumOffice_Pre1980_2A_74_16_19_0_6_17 | 74 | 16 | 19 | 0 | 6 | 17 | 0.00027895 | 0.13652 | 0.00056542 | 0.12779 | 0.006236 | 0.090329 | 0.013718 | -0.43044
MediumOffice_Pre1980_2A_74_16_19_0_6 | MediumOffice_Pre1980_2A_74_16_19_0_6_18 | 74 | 16 | 19 | 0 | 6 | 18 | 0.0036997 | -0.071762 | 6.1731e-05 | 0.20324 | 0.016165 | -0.67851 | 0.012063 | -0.36309
MediumOffice_Pre1980_2A_74_16_19_2_0 | MediumOffice_Pre1980_2A_74_16_19_2_0_16 | 74 | 16 | 19 | 2 | 0 | 16 | 0.00020767 | 0.013877 | -2.7855e-05 | 0.032326 | 0.0016218 | 0.0051041 | 0.0016299 | 0.010301
MediumOffice_Pre1980_2A_74_16_19_2_0 | MediumOffice_Pre1980_2A_74_16_19_2_0_17 | 74 | 16 | 19 | 2 | 0 | 17 | -0.00023818 | 0.031449 | -7.8167e-05 | 0.021174 | -0.00031277 | 0.071769 | 0.00057193 | 0.011923
MediumOffice_Pre1980_2A_74_16_19_2_0 | MediumOffice_Pre1980_2A_74_16_19_2_0_18 | 74 | 16 | 19 | 2 | 0 | 18 | 0.00012423 | 0.0056403 | -0.00011901 | 0.023828 | 0.00085202 | -0.025024 | 0.00039232 | 0.0099596
MediumOffice_Pre1980_2A_74_16_19_2_2 | MediumOffice_Pre1980_2A_74_16_19_2_2_16 | 74 | 16 | 19 | 2 | 2 | 16 | 0.0011414 | 0.017731 | -0.00017495 | 0.1148 | 0.0073401 | -0.10635 | 0.0053587 | 0.039333
MediumOffice_Pre1980_2A_74_16_19_2_2 | MediumOffice_Pre1980_2A_74_16_19_2_2_17 | 74 | 16 | 19 | 2 | 2 | 17 | -0.00013923 | 0.080347 | -4.8707e-05 | 0.079264 | 0.0018979 | 0.10549 | 0.0046021 | -0.077688
MediumOffice_Pre1980_2A_74_16_19_2_2 | MediumOffice_Pre1980_2A_74_16_19_2_2_18 | 74 | 16 | 19 | 2 | 2 | 18 | 0.001242 | -0.004876 | -0.00026067 | 0.10807 | 0.0061804 | -0.23425 | 0.0040736 | -0.073961
MediumOffice_Pre1980_2A_74_16_19_2_4 | MediumOffice_Pre1980_2A_74_16_19_2_4_16 | 74 | 16 | 19 | 2 | 4 | 16 | 0.0015883 | 0.040318 | 0.00094355 | 0.094562 | 0.010665 | -0.11427 | 0.015775 | -0.47212
MediumOffice_Pre1980_2A_74_16_19_2_4 | MediumOffice_Pre1980_2A_74_16_19_2_4_17 | 74 | 16 | 19 | 2 | 4 | 17 | -5.8419e-05 | 0.12582 | 0.00020861 | 0.11687 | 0.0039165 | 0.13688 | 0.0095171 | -0.24647
MediumOffice_Pre1980_2A_74_16_19_2_4 | MediumOffice_Pre1980_2A_74_16_19_2_4_18 | 74 | 16 | 19 | 2 | 4 | 18 | 0.0026085 | -0.039238 | -0.00022166 | 0.17446 | 0.011837 | -0.48177 | 0.0081572 | -0.19959
MediumOffice_Pre1980_2A_74_16_19_2_6 | MediumOffice_Pre1980_2A_74_16_19_2_6_16 | 74 | 16 | 19 | 2 | 6 | 16 | 0.0015773 | 0.077098 | 0.0016782 | 0.084015 | 0.011649 | -0.032834 | 0.022987 | -0.82668
MediumOffice_Pre1980_2A_74_16_19_2_6 | MediumOffice_Pre1980_2A_74_16_19_2_6_17 | 74 | 16 | 19 | 2 | 6 | 17 | 0.0003533 | 0.14261 | 0.0005395 | 0.14258 | 0.0068824 | 0.083274 | 0.014386 | -0.43473
MediumOffice_Pre1980_2A_74_16_19_2_6 | MediumOffice_Pre1980_2A_74_16_19_2_6_18 | 74 | 16 | 19 | 2 | 6 | 18 | 0.0041931 | -0.095213 | -3.4219e-05 | 0.22355 | 0.017751 | -0.76256 | 0.012438 | -0.35657
MediumOffice_Post1980_2A_74_16_19_0_0 | MediumOffice_Post1980_2A_74_16_19_0_0_16 | 74 | 16 | 19 | 0 | 0 | 16 | 0 | 0 | 0 | 0 | 0 | 0 | 0 | 0
MediumOffice_Post1980_2A_74_16_19_0_0 | MediumOffice_Post1980_2A_74_16_19_0_0_17 | 74 | 16 | 19 | 0 | 0 | 17 | 0 | 0 | 0 | 0 | 0 | 0 | 0 | 0
MediumOffice_Post1980_2A_74_16_19_0_0 | MediumOffice_Post1980_2A_74_16_19_0_0_18 | 74 | 16 | 19 | 0 | 0 | 18 | 0 | 0 | 0 | 0 | 0 | 0 | 0 | 0
MediumOffice_Post1980_2A_74_16_19_0_2 | MediumOffice_Post1980_2A_74_16_19_0_2_16 | 74 | 16 | 19 | 0 | 2 | 16 | 0.00053298 | 0.033204 | 0.0020529 | -0.057079 | 0.0043675 | -0.026335 | 0.02078 | -1.178
MediumOffice_Post1980_2A_74_16_19_0_2 | MediumOffice_Post1980_2A_74_16_19_0_2_17 | 74 | 16 | 19 | 0 | 2 | 17 | 0.0020836 | -0.094105 | 0.0024897 | -0.11054 | 0.0085115 | -0.42978 | 0.019026 | -1.1891
MediumOffice_Post1980_2A_74_16_19_0_2 | MediumOffice_Post1980_2A_74_16_19_0_2_18 | 74 | 16 | 19 | 0 | 2 | 18 | 0.0016981 | -0.10254 | 0.0053678 | -0.36468 | 0.0043163 | -0.26478 | 0.022176 | -1.5933
MediumOffice_Post1980_2A_74_16_19_0_4 | MediumOffice_Post1980_2A_74_16_19_0_4_16 | 74 | 16 | 19 | 0 | 4 | 16 | 0.00012369 | 0.077188 | 0.0064124 | -0.3723 | 0.0033037 | 0.10893 | 0.049048 | -3.2936
MediumOffice_Post1980_2A_74_16_19_0_4 | MediumOffice_Post1980_2A_74_16_19_0_4_17 | 74 | 16 | 19 | 0 | 4 | 17 | 0.0025956 | -0.11202 | 0.0063787 | -0.38837 | 0.010708 | -0.52635 | 0.040576 | -2.7903
MediumOffice_Post1980_2A_74_16_19_0_4 | MediumOffice_Post1980_2A_74_16_19_0_4_18 | 74 | 16 | 19 | 0 | 4 | 18 | 0.0015932 | -0.095651 | 0.0091125 | -0.65994 | 0.0040524 | -0.24742 | 0.035807 | -2.6737
MediumOffice_Post1980_2A_74_16_19_0_6 | MediumOffice_Post1980_2A_74_16_19_0_6_16 | 74 | 16 | 19 | 0 | 6 | 16 | 0.00010093 | 0.078962 | 0.0079189 | -0.49371 | 0.0032252 | 0.11515 | 0.058077 | -4.0252
MediumOffice_Post1980_2A_74_16_19_0_6 | MediumOffice_Post1980_2A_74_16_19_0_6_17 | 74 | 16 | 19 | 0 | 6 | 17 | 0.0026609 | -0.11301 | 0.008491 | -0.55228 | 0.011072 | -0.54029 | 0.051689 | -3.6653
MediumOffice_Post1980_2A_74_16_19_0_6 | MediumOffice_Post1980_2A_74_16_19_0_6_18 | 74 | 16 | 19 | 0 | 6 | 18 | 0.0015802 | -0.095061 | 0.010337 | -0.75943 | 0.0040137 | -0.24544 | 0.040437 | -3.0508
MediumOffice_Post1980_2A_74_16_19_2_0 | MediumOffice_Post1980_2A_74_16_19_2_0_16 | 74 | 16 | 19 | 2 | 0 | 16 | -0.00017508 | 0.052783 | -0.00060943 | 0.10183 | 0.00048816 | 0.12631 | 0.00048886 | 0.20544
MediumOffice_Post1980_2A_74_16_19_2_0 | MediumOffice_Post1980_2A_74_16_19_2_0_17 | 74 | 16 | 19 | 2 | 0 | 17 | 0.00025635 | 0.001834 | 5.1172e-05 | 0.024804 | 0.0015786 | -0.046991 | 0.0024277 | -0.084842
MediumOffice_Post1980_2A_74_16_19_2_0 | MediumOffice_Post1980_2A_74_16_19_2_0_18 | 74 | 16 | 19 | 2 | 0 | 18 | 0.0014236 | -0.08882 | 0.00055012 | -0.018931 | 0.0034756 | -0.21844 | 0.003322 | -0.19625
MediumOffice_Post1980_2A_74_16_19_2_2 | MediumOffice_Post1980_2A_74_16_19_2_2_16 | 74 | 16 | 19 | 2 | 2 | 16 | 0.00022995 | 0.068692 | 0.0034245 | -0.13839 | 0.003691 | 0.077721 | 0.030679 | -1.8388
MediumOffice_Post1980_2A_74_16_19_2_2 | MediumOffice_Post1980_2A_74_16_19_2_2_17 | 74 | 16 | 19 | 2 | 2 | 17 | 0.0023287 | -0.10321 | 0.0031708 | -0.14821 | 0.0096236 | -0.48171 | 0.023387 | -1.473
MediumOffice_Post1980_2A_74_16_19_2_2 | MediumOffice_Post1980_2A_74_16_19_2_2_18 | 74 | 16 | 19 | 2 | 2 | 18 | 0.0021441 | -0.13268 | 0.0062713 | -0.43206 | 0.0053012 | -0.33117 | 0.025571 | -1.8511
MediumOffice_Post1980_2A_74_16_19_2_4 | MediumOffice_Post1980_2A_74_16_19_2_4_16 | 74 | 16 | 19 | 2 | 4 | 16 | 0.00015491 | 0.078613 | 0.0067153 | -0.39145 | 0.0035571 | 0.10555 | 0.051138 | -3.4377
MediumOffice_Post1980_2A_74_16_19_2_4 | MediumOffice_Post1980_2A_74_16_19_2_4_17 | 74 | 16 | 19 | 2 | 4 | 17 | 0.0026372 | -0.11016 | 0.0066397 | -0.40271 | 0.011001 | -0.53158 | 0.042333 | -2.9065
MediumOffice_Post1980_2A_74_16_19_2_4 | MediumOffice_Post1980_2A_74_16_19_2_4_18 | 74 | 16 | 19 | 2 | 4 | 18 | 0.002111 | -0.13055 | 0.0093221 | -0.67413 | 0.0052163 | -0.32571 | 0.03678 | -2.7449
MediumOffice_Post1980_2A_74_16_19_2_6 | MediumOffice_Post1980_2A_74_16_19_2_6_16 | 74 | 16 | 19 | 2 | 6 | 16 | 0.00015475 | 0.078623 | 0.0078376 | -0.48339 | 0.0035564 | 0.10559 | 0.057867 | -3.9906
MediumOffice_Post1980_2A_74_16_19_2_6 | MediumOffice_Post1980_2A_74_16_19_2_6_17 | 74 | 16 | 19 | 2 | 6 | 17 | 0.0026333 | -0.10874 | 0.0085472 | -0.55439 | 0.01105 | -0.53123 | 0.052159 | -3.6942
MediumOffice_Post1980_2A_74_16_19_2_6 | MediumOffice_Post1980_2A_74_16_19_2_6_18 | 74 | 16 | 19 | 2 | 6 | 18 | 0.0020723 | -0.1281 | 0.01034 | -0.75718 | 0.0051221 | -0.31972 | 0.040642 | -3.0606
SecondarySchool_Pre1980_2A_74_16_19_0_0 | SecondarySchool_Pre1980_2A_74_16_19_0_0_16 | 74 | 16 | 19 | 0 | 0 | 16 | 0 | 0 | 0 | 0 | 0 | 0 | 0 | 0
SecondarySchool_Pre1980_2A_74_16_19_0_0 | SecondarySchool_Pre1980_2A_74_16_19_0_0_17 | 74 | 16 | 19 | 0 | 0 | 17 | 0 | 0 | 0 | 0 | 0 | 0 | 0 | 0
SecondarySchool_Pre1980_2A_74_16_19_0_0 | SecondarySchool_Pre1980_2A_74_16_19_0_0_18 | 74 | 16 | 19 | 0 | 0 | 18 | 0 | 0 | 0 | 0 | 0 | 0 | 0 | 0
SecondarySchool_Pre1980_2A_74_16_19_0_2 | SecondarySchool_Pre1980_2A_74_16_19_0_2_16 | 74 | 16 | 19 | 0 | 2 | 16 | -0.005148 | 0.43254 | 0.0018795 | -0.0737 | -0.011406 | 1.0623 | 0.015955 | -0.93505
SecondarySchool_Pre1980_2A_74_16_19_0_2 | SecondarySchool_Pre1980_2A_74_16_19_0_2_17 | 74 | 16 | 19 | 0 | 2 | 17 | -0.004807 | 0.39507 | 0.001568 | -0.054773 | -0.0075793 | 0.70934 | 0.013537 | -0.80461
SecondarySchool_Pre1980_2A_74_16_19_0_2 | SecondarySchool_Pre1980_2A_74_16_19_0_2_18 | 74 | 16 | 19 | 0 | 2 | 18 | 0.0013312 | -0.056536 | 0.0014041 | -0.037512 | 0.0080372 | -0.44694 | 0.011818 | -0.65162
SecondarySchool_Pre1980_2A_74_16_19_0_4 | SecondarySchool_Pre1980_2A_74_16_19_0_4_16 | 74 | 16 | 19 | 0 | 4 | 16 | -0.01027 | 0.84737 | 0.0025973 | -0.07235 | -0.025228 | 2.2342 | 0.025178 | -1.4229
SecondarySchool_Pre1980_2A_74_16_19_0_4 | SecondarySchool_Pre1980_2A_74_16_19_0_4_17 | 74 | 16 | 19 | 0 | 4 | 17 | -0.010718 | 0.86804 | 0.0014024 | 0.023869 | -0.019839 | 1.7474 | 0.018679 | -0.96307
SecondarySchool_Pre1980_2A_74_16_19_0_4 | SecondarySchool_Pre1980_2A_74_16_19_0_4_18 | 74 | 16 | 19 | 0 | 4 | 18 | 0.0020333 | -0.068871 | 0.00089125 | 0.074443 | 0.01344 | -0.71071 | 0.015669 | -0.68275
SecondarySchool_Pre1980_2A_74_16_19_0_6 | SecondarySchool_Pre1980_2A_74_16_19_0_6_16 | 74 | 16 | 19 | 0 | 6 | 16 | -0.012015 | 1.0229 | 0.0044634 | -0.15208 | -0.026197 | 2.4983 | 0.039908 | -2.2869
SecondarySchool_Pre1980_2A_74_16_19_0_6 | SecondarySchool_Pre1980_2A_74_16_19_0_6_17 | 74 | 16 | 19 | 0 | 6 | 17 | -0.011507 | 0.96366 | 0.0031974 | -0.056103 | -0.016813 | 1.6617 | 0.03229 | -1.7942
SecondarySchool_Pre1980_2A_74_16_19_0_6 | SecondarySchool_Pre1980_2A_74_16_19_0_6_18 | 74 | 16 | 19 | 0 | 6 | 18 | 0.0049562 | -0.24754 | 0.0029564 | -0.023442 | 0.025337 | -1.4586 | 0.029289 | -1.5022
SecondarySchool_Pre1980_2A_74_16_19_2_2 | SecondarySchool_Pre1980_2A_74_16_19_2_2_16 | 74 | 16 | 19 | 2 | 2 | 16 | -0.0057015 | 0.47327 | 0.0014848 | -0.03546 | -0.013619 | 1.2235 | 0.014653 | -0.80787
SecondarySchool_Pre1980_2A_74_16_19_2_2 | SecondarySchool_Pre1980_2A_74_16_19_2_2_17 | 74 | 16 | 19 | 2 | 2 | 17 | -0.0057501 | 0.46434 | 0.00096119 | -0.0039346 | -0.010771 | 0.94198 | 0.011036 | -0.59821
SecondarySchool_Pre1980_2A_74_16_19_2_2 | SecondarySchool_Pre1980_2A_74_16_19_2_2_18 | 74 | 16 | 19 | 2 | 2 | 18 | 0.00094587 | -0.028348 | 0.00067514 | 0.023095 | 0.0066028 | -0.34385 | 0.0090167 | -0.41995
SecondarySchool_Pre1980_2A_74_16_19_2_4 | SecondarySchool_Pre1980_2A_74_16_19_2_4_16 | 74 | 16 | 19 | 2 | 4 | 16 | -0.011753 | 0.96866 | 0.0026961 | -0.061241 | -0.028893 | 2.5543 | 0.026943 | -1.4802
SecondarySchool_Pre1980_2A_74_16_19_2_4 | SecondarySchool_Pre1980_2A_74_16_19_2_4_17 | 74 | 16 | 19 | 2 | 4 | 17 | -0.011869 | 0.95828 | 0.0014132 | 0.032469 | -0.022445 | 1.9588 | 0.019502 | -0.99203
SecondarySchool_Pre1980_2A_74_16_19_2_4 | SecondarySchool_Pre1980_2A_74_16_19_2_4_18 | 74 | 16 | 19 | 2 | 4 | 18 | 0.0020848 | -0.067821 | 0.0010293 | 0.072107 | 0.014001 | -0.73558 | 0.016457 | -0.71438
SecondarySchool_Pre1980_2A_74_16_19_2_6 | SecondarySchool_Pre1980_2A_74_16_19_2_6_16 | 74 | 16 | 19 | 2 | 6 | 16 | -0.012094 | 1.0369 | 0.0047309 | -0.15899 | -0.025616 | 2.4892 | 0.042364 | -2.4193
SecondarySchool_Pre1980_2A_74_16_19_2_6 | SecondarySchool_Pre1980_2A_74_16_19_2_6_17 | 74 | 16 | 19 | 2 | 6 | 17 | -0.011773 | 0.9856 | 0.0034141 | -0.065538 | -0.01708 | 1.6907 | 0.033759 | -1.8821
SecondarySchool_Pre1980_2A_74_16_19_2_6 | SecondarySchool_Pre1980_2A_74_16_19_2_6_18 | 74 | 16 | 19 | 2 | 6 | 18 | 0.0051677 | -0.26127 | 0.0030058 | -0.022028 | 0.0262 | -1.5151 | 0.030086 | -1.5445
SecondarySchool_Post1980_2A_74_16_19_0_0 | SecondarySchool_Post1980_2A_74_16_19_0_0_16 | 74 | 16 | 19 | 0 | 0 | 16 | 0 | 0 | 0 | 0 | 0 | 0 | 0 | 0
SecondarySchool_Post1980_2A_74_16_19_0_0 | SecondarySchool_Post1980_2A_74_16_19_0_0_17 | 74 | 16 | 19 | 0 | 0 | 17 | 0 | 0 | 0 | 0 | 0 | 0 | 0 | 0
SecondarySchool_Post1980_2A_74_16_19_0_0 | SecondarySchool_Post1980_2A_74_16_19_0_0_18 | 74 | 16 | 19 | 0 | 0 | 18 | 0 | 0 | 0 | 0 | 0 | 0 | 0 | 0
SecondarySchool_Post1980_2A_74_16_19_0_2 | SecondarySchool_Post1980_2A_74_16_19_0_2_16 | 74 | 16 | 19 | 0 | 2 | 16 | -0.005807 | 0.47873 | 0.00095206 | -0.0066186 | -0.013352 | 1.1931 | 0.0097898 | -0.47447
SecondarySchool_Post1980_2A_74_16_19_0_2 | SecondarySchool_Post1980_2A_74_16_19_0_2_17 | 74 | 16 | 19 | 0 | 2 | 17 | -0.0046068 | 0.38298 | 0.00060872 | 0.021143 | -0.0063154 | 0.62534 | 0.0087939 | -0.4198
SecondarySchool_Post1980_2A_74_16_19_0_2 | SecondarySchool_Post1980_2A_74_16_19_0_2_18 | 74 | 16 | 19 | 0 | 2 | 18 | 0.0015887 | -0.073714 | 0.0004527 | 0.038301 | 0.0091951 | -0.52487 | 0.0076198 | -0.30588
SecondarySchool_Post1980_2A_74_16_19_0_4 | SecondarySchool_Post1980_2A_74_16_19_0_4_16 | 74 | 16 | 19 | 0 | 4 | 16 | -0.0063839 | 0.56228 | 0.0035584 | -0.15883 | -0.010785 | 1.1701 | 0.026987 | -1.5881
SecondarySchool_Post1980_2A_74_16_19_0_4 | SecondarySchool_Post1980_2A_74_16_19_0_4_17 | 74 | 16 | 19 | 0 | 4 | 17 | -0.0044054 | 0.40333 | 0.0028931 | -0.10262 | -0.00030456 | 0.31217 | 0.024059 | -1.3955
SecondarySchool_Post1980_2A_74_16_19_0_4 | SecondarySchool_Post1980_2A_74_16_19_0_4_18 | 74 | 16 | 19 | 0 | 4 | 18 | 0.0042557 | -0.23718 | 0.0026903 | -0.077652 | 0.020274 | -1.2238 | 0.022365 | -1.2219
SecondarySchool_Post1980_2A_74_16_19_0_6 | SecondarySchool_Post1980_2A_74_16_19_0_6_16 | 74 | 16 | 19 | 0 | 6 | 16 | -0.0031542 | 0.34634 | 0.0059063 | -0.31029 | 0.0025969 | 0.27249 | 0.042248 | -2.6353
SecondarySchool_Post1980_2A_74_16_19_0_6 | SecondarySchool_Post1980_2A_74_16_19_0_6_17 | 74 | 16 | 19 | 0 | 6 | 17 | -0.0017706 | 0.2262 | 0.0056015 | -0.28014 | 0.010077 | -0.38926 | 0.040801 | -2.5691
SecondarySchool_Post1980_2A_74_16_19_0_6 | SecondarySchool_Post1980_2A_74_16_19_0_6_18 | 74 | 16 | 19 | 0 | 6 | 18 | 0.006124 | -0.36059 | 0.0052915 | -0.24112 | 0.027387 | -1.6952 | 0.037907 | -2.2759
SecondarySchool_Post1980_2A_74_16_19_2_2 | SecondarySchool_Post1980_2A_74_16_19_2_2_16 | 74 | 16 | 19 | 2 | 2 | 16 | -0.0058994 | 0.49409 | 0.0014715 | -0.038511 | -0.012967 | 1.1982 | 0.013164 | -0.69961
SecondarySchool_Post1980_2A_74_16_19_2_2 | SecondarySchool_Post1980_2A_74_16_19_2_2_17 | 74 | 16 | 19 | 2 | 2 | 17 | -0.0049479 | 0.41137 | 0.00086758 | 0.0061621 | -0.0069697 | 0.68477 | 0.010347 | -0.51988
SecondarySchool_Post1980_2A_74_16_19_2_2 | SecondarySchool_Post1980_2A_74_16_19_2_2_18 | 74 | 16 | 19 | 2 | 2 | 18 | 0.0016526 | -0.076058 | 0.00073158 | 0.021354 | 0.0095476 | -0.54298 | 0.0090509 | -0.39942
SecondarySchool_Post1980_2A_74_16_19_2_4 | SecondarySchool_Post1980_2A_74_16_19_2_4_16 | 74 | 16 | 19 | 2 | 4 | 16 | -0.0059854 | 0.53629 | 0.0041298 | -0.20059 | -0.0090878 | 1.0585 | 0.030325 | -1.8375
SecondarySchool_Post1980_2A_74_16_19_2_4 | SecondarySchool_Post1980_2A_74_16_19_2_4_17 | 74 | 16 | 19 | 2 | 4 | 17 | -0.0042909 | 0.39642 | 0.0032994 | -0.13269 | 0.00024075 | 0.27755 | 0.026472 | -1.5777
SecondarySchool_Post1980_2A_74_16_19_2_4 | SecondarySchool_Post1980_2A_74_16_19_2_4_18 | 74 | 16 | 19 | 2 | 4 | 18 | 0.0043619 | -0.24392 | 0.0030344 | -0.10249 | 0.020679 | -1.2498 | 0.024255 | -1.3623
SecondarySchool_Post1980_2A_74_16_19_2_6 | SecondarySchool_Post1980_2A_74_16_19_2_6_16 | 74 | 16 | 19 | 2 | 6 | 16 | -0.0028578 | 0.32561 | 0.0060822 | -0.32179 | 0.0037268 | 0.19366 | 0.043338 | -2.7109
SecondarySchool_Post1980_2A_74_16_19_2_6 | SecondarySchool_Post1980_2A_74_16_19_2_6_17 | 74 | 16 | 19 | 2 | 6 | 17 | -0.0016976 | 0.22129 | 0.0058251 | -0.29655 | 0.010374 | -0.40933 | 0.041976 | -2.658
SecondarySchool_Post1980_2A_74_16_19_2_6 | SecondarySchool_Post1980_2A_74_16_19_2_6_18 | 74 | 16 | 19 | 2 | 6 | 18 | 0.0061691 | -0.36356 | 0.0054695 | -0.2542 | 0.027565 | -1.707 | 0.038919 | -2.3519